## README
Chart Microbulk Tank Builder · Data Workbook
Generated from chart_data.json · 31 tanks · 18 add-on options
How this workbook drives the configurator:
1. Edit values on the data sheets (Tanks, Config Steps, Add-On Options, Add-On Variants, Applicability, Standard Includes).
2. Save the file.
3. Run the regenerator script to convert this workbook back into chart_data.json:
python3 xlsx_to_json.py
4. Run inject_data.py to embed the new JSON into chart-builder.html.
Sheet guide:
• Tanks – the master list of tank variants. Each row = one entry the user can pick. id and displayName are required and must be unique.
• Config Steps – every selectable option, listed in display order. Tank ID matches the Tanks sheet. Step Order controls the sequence of choices the user sees.
• Add-On Options – the 18 catalog options shown after the per-tank steps.
• Add-On Variants – the part-number sub-options for each add-on (e.g. gas variants for #1, fill-type variants for #2).
• Applicability – for every tank × add-on pair, whether the add-on Applies, is Standard (auto-included), and any notes the customer should see.
• Standard Includes – items automatically added to the summary as 'Standard'. Pulls from Applicability where Standard = TRUE; this sheet lets you add extras or override part numbers.
Conventions:
• TRUE / FALSE in the boolean columns. The regenerator treats anything else as FALSE.
• Part numbers are case-sensitive. Don't add stray spaces.
• Tank IDs use the format <size>-<class>-<fill>, e.g. 5500L-MP-FF, 2000L-HP-TF, permamax-2200lb-HP-CO2.
• If you add a brand-new tank, add a row on Tanks first, then its Config Steps + Applicability rows.
Questions? Contact webtech@rmimfg.com.

## Tanks
Tank ID | Display Name | Size | Pressure Class | Fill Type | PSI Rating | Standard (DOT/ASME) | Source PDF
230L-HP-TF | Perma-Cyl 230L HP | 230L | HP | TopFill | 350 PSI | DOT | 230L-HP.pdf
450L-HP-DOT | Perma-Cyl 450L HP DOT | 450L | HP | TopFill | 350 PSI | DOT | 450L-HP-DOT.pdf
450L-HP-ASME | Perma-Cyl 450L HP ASME | 450L | HP | TopFill | 350 PSI | ASME | 450L-HP-ASME.pdf
450L-VHP-DOT | Perma-Cyl 450L VHP DOT | 450L | VHP | TopFill | 500 PSI | DOT | 450L-DOT-VHP.pdf
450L-VHP-ASME | Perma-Cyl 450L VHP ASME | 450L | VHP | TopFill | 500 PSI | ASME | 450L-ASME-VHP.pdf
450L-ZX-VHP | Perma-Cyl 450L ZX-VHP Skid | 450L | ZX-VHP | N/A | 500 PSI | ASME | 450ZX-VHP.pdf
700L-HP-TF | Perma-Cyl 700L HP | 700L | HP | TopFill | 350 PSI | ASME | 700L.pdf
1000L-HP-TF | Perma-Cyl 1000L HP Top Fill | 1000L | HP | TopFill | 350 PSI | ASME | 1000L.pdf
1000L-VHP-TF | Perma-Cyl 1000L VHP Top Fill | 1000L | VHP | TopFill | 500 PSI | ASME | 1000L-VHP-topfill-flexfill.pdf
1000L-VHP-FF | Perma-Cyl 1000L VHP FlexFill | 1000L | VHP | FlexFill | 500 PSI | ASME | 1000L-VHP-topfill-flexfill.pdf
1500L-HP-TF | Perma-Cyl 1500L HP Top Fill | 1500L | HP | TopFill | 350 PSI | ASME | 1500L.pdf
1500L-VHP-TF | Perma-Cyl 1500L VHP Top Fill | 1500L | VHP | TopFill | 500 PSI | ASME | 1500L-VHP-topfill-flexfill.pdf
1500L-VHP-FF | Perma-Cyl 1500L VHP FlexFill | 1500L | VHP | FlexFill | 500 PSI | ASME | 1500L-VHP-topfill-flexfill.pdf
1500L-ZX-VHP | Perma-Cyl 1500L ZX-VHP Skid | 1500L | ZX-VHP | N/A | 500 PSI | ASME | 1500L-3000L-ZX-VHP.pdf
2000L-HP-TF | Perma-Cyl 2000L HP Top Fill | 2000L | HP | TopFill | 350 PSI | ASME | 2000L-HP-topfill-flexfill.pdf
2000L-HP-FF | Perma-Cyl 2000L HP FlexFill | 2000L | HP | FlexFill | 350 PSI | ASME | 2000L-HP-topfill-flexfill.pdf
2000L-VHP-TF | Perma-Cyl 2000L VHP Top Fill | 2000L | VHP | TopFill | 500 PSI | ASME | 2000L-VHP-topfill-flexfill.pdf
2000L-VHP-FF | Perma-Cyl 2000L VHP FlexFill | 2000L | VHP | FlexFill | 500 PSI | ASME | 2000L-VHP-topfill-flexfill.pdf
3000L-HP-TF | Perma-Cyl 3000L HP Top Fill | 3000L | HP | TopFill | 350 PSI | ASME | 3000L-HP-topfill-flexfill.pdf
3000L-HP-FF | Perma-Cyl 3000L HP FlexFill | 3000L | HP | FlexFill | 350 PSI | ASME | 3000L-HP-topfill-flexfill.pdf
3000L-VHP-TF | Perma-Cyl 3000L VHP Top Fill | 3000L | VHP | TopFill | 500 PSI | ASME | 3000L-VHP-topfill-flexfill.pdf
3000L-VHP-FF | Perma-Cyl 3000L VHP FlexFill | 3000L | VHP | FlexFill | 500 PSI | ASME | 3000L-VHP-topfill-flexfill.pdf
3000L-ZX-VHP | Perma-Cyl 3000L ZX-VHP Skid | 3000L | ZX-VHP | N/A | 500 PSI | ASME | 1500L-3000L-ZX-VHP.pdf
5500L-MP-FF | Perma-Cyl 5500L MP FlexFill | 5500L | MP | FlexFill | 250 PSI | ASME | 5500L-MP.pdf
5500L-VHP-FF | Perma-Cyl 5500L VHP FlexFill | 5500L | VHP | FlexFill | 500 PSI | ASME | 5500L-VHP.pdf
7000L-VHP-FF | Perma-Cyl 7000L VHP FlexFill | 7000L | VHP | FlexFill | 500 PSI | ASME | 7000L-VHP.pdf
permamax-2200lb-HP-CO2 | Perma-Max 2200 Lbs. HP CO2 (1000L) | Perma-Max | HP-CO2 | TopFill | 350 PSI | ASME | permamax-HP-CO2.pdf
permamax-3300lb-HP-CO2 | Perma-Max 3300 Lbs. HP CO2 (1500L) | Perma-Max | HP-CO2 | TopFill | 350 PSI | ASME | permamax-HP-CO2.pdf
permamax-4400lb-HP-CO2 | Perma-Max 4400 Lbs. HP CO2 (2000L) | Perma-Max | HP-CO2 | TopFill | 350 PSI | ASME | permamax-HP-CO2.pdf
permamax-6000lb-HP-CO2 | Perma-Max 6000 Lbs. HP CO2 (3000L) | Perma-Max | HP-CO2 | TopFill | 350 PSI | ASME | permamax-HP-CO2.pdf
permamax-12000lb-VHP-CO2 | Perma-Max 12000 Lbs. VHP CO2 (5500L) | Perma-Max | VHP-CO2 | TopFill | 500 PSI | ASME | permamax-VHP-5500L-CO2.pdf

## Config Steps
Tank ID | Step Order | Step Name | Selection Type | Option Order | Option Label | Part Number | Notes
230L-HP-TF | 1 | Tank Model | single | 1 | Perma-Cyl 230 HP SB LCCM | PERMA-11187211-HP230
230L-HP-TF | 1 | Tank Model | single | 2 | Perma-Cyl 230 HP RB LCCM | PERMA-11191674-HP230
230L-HP-TF | 1 | Tank Model | single | 3 | Perma-Cyl 230 HP LCCM MGS CO2 | PERMA-21116117-HP230
230L-HP-TF | 2 | Gas Service Label Kit | single | 1 | KIT SRV/LBL PCDOT FL RESTR | PERMA-11550606-GSK-AR-FLRESTR
230L-HP-TF | 2 | Gas Service Label Kit | single | 2 | KIT SRV/LBL PCDOT FL SDC | PERMA-11768710-GSK-AR-FLSDC
230L-HP-TF | 2 | Gas Service Label Kit | single | 3 | KIT SRV/LBL PCDOT FL RESTR | PERMA-11550593-GSK-NI-FLRESTR
230L-HP-TF | 2 | Gas Service Label Kit | single | 4 | KIT SRV/LBL PCDOT FL SDC | PERMA-11768808-GSK-NI-FLSDC
230L-HP-TF | 2 | Gas Service Label Kit | single | 5 | KIT SRV/LBL PCDOT FL RESTR | PERMA-11550585-GSK-OX-FLRESTR
230L-HP-TF | 2 | Gas Service Label Kit | single | 6 | KIT SRV/LBL PCDOT FL SDC | PERMA-11768939-GSK-OX-FLSDC
450L-HP-DOT | 1 | Tank Model | single | 1 | Perma-Cyl 450 HP MGS ARG | PERMA-21120419-HP450-MGS-AR
450L-HP-DOT | 1 | Tank Model | single | 2 | Perma-Cyl 450 HP MGS CO2 | PERMA-21203275-HP450-MGS-CO2
450L-HP-DOT | 2 | Gas Service Label Kit | single | 1 | KIT SRV/LBL PCDOT FL RESTR | PERMA-11550606-GSK-AR-FLRESTR
450L-HP-DOT | 2 | Gas Service Label Kit | single | 2 | KIT SRV/LBL PCDOT FL SDC | PERMA-11768710-GSK-AR-FLSDC
450L-HP-DOT | 2 | Gas Service Label Kit | single | 3 | KIT SRV/LBL PCDOT FL RESTR | PERMA-11550593-GSK-NI-FLRESTR
450L-HP-DOT | 2 | Gas Service Label Kit | single | 4 | KIT SRV/LBL PCDOT FL SDC | PERMA-11768808-GSK-NI-FLSDC
450L-HP-DOT | 2 | Gas Service Label Kit | single | 5 | KIT SRV/LBL PCDOT FL RESTR | PERMA-11550585-GSK-OX-FLRESTR
450L-HP-DOT | 2 | Gas Service Label Kit | single | 6 | KIT SRV/LBL PCDOT FL SDC | PERMA-11768939-GSK-OX-FLSDC
450L-HP-ASME | 1 | Tank Model | single | 1 | Perma-Cyl 450 HP | PERMA-10899021-HP450
450L-HP-ASME | 2 | Plumbing Option (Operating Pressure / Application) | single | 1 | 35 PSI-04 Liquid Application | PERMA-11394480-PO-35-04
450L-HP-ASME | 2 | Plumbing Option (Operating Pressure / Application) | single | 2 | 125 PSI-04 Liquid Application | PERMA-21263622-PO-125-04
450L-HP-ASME | 2 | Plumbing Option (Operating Pressure / Application) | single | 3 | 125 PSI-03 Gas Application | PERMA-11526024-PO-125-03
450L-HP-ASME | 2 | Plumbing Option (Operating Pressure / Application) | single | 4 | 125 PSI-07 External PB Vaporizer High Pressure Application | PERMA-20559012-PO-125-07
450L-HP-ASME | 2 | Plumbing Option (Operating Pressure / Application) | single | 5 | 300 PSI-03 Gas Application | PERMA-11542411-PO-300-03
450L-HP-ASME | 2 | Plumbing Option (Operating Pressure / Application) | single | 6 | 300 PSI-07 External PB Vaporizer High Pressure Application | PERMA-14537845-PO-300-07
450L-HP-ASME | 3 | Dual Relief Kit | single | 1 | Low pressure RV 150 psi, RPD 525 psi | PERMA-21897967-DRV-150.525
450L-HP-ASME | 3 | Dual Relief Kit | single | 2 | Medium pressure RV 250 psi, RPD 375 psi | PERMA-21897964-DRV-250.375
450L-HP-ASME | 3 | Dual Relief Kit | single | 3 | High pressure - RV 350 psi, RPD 525 psi | PERMA-21897968-DRV-350.525
450L-HP-ASME | 4 | Liquid Level Gauge | single | 1 | LIN, LOX, LAR | PERMA-20923160-LL-LINLOXAR
450L-HP-ASME | 4 | Liquid Level Gauge | single | 2 | WIKA - CO2 | PERMA-20909591-LL-CO2
450L-HP-ASME | 4 | Liquid Level Gauge | single | 3 | Cyl-Tel | PERMA-22127777-DLL-CYLTEL
450L-HP-ASME | 4 | Liquid Level Gauge | single | 4 | Cyl-Tel blank face | PERMA-22125853-DLL-CTLTEL-BLANK
450L-HP-ASME | 4 | Liquid Level Gauge | single | 5 | No Cyl-Tel | PERMA-11908639-DLL-NOCYLTEL
450L-HP-ASME | 5 | Gas Service Label Kit | single | 1 | KIT/SRV/LBL PERMA-CYL ASME FLARE 1/2" | PERMA-10931546-GSK-AR-ASME12FL
450L-HP-ASME | 5 | Gas Service Label Kit | single | 2 | KIT/SRV/LBL PERMA-CYL ASME FLARE 3/4 | PERMA-21135090-GSK-AR-ASME34FL
450L-HP-ASME | 5 | Gas Service Label Kit | single | 3 | KIT/SRV/LBL PC26" ASME FL W/ CGA FTG RESTR | PERMA-11631457-GSK-AR-ASMECGARSTR
450L-HP-ASME | 5 | Gas Service Label Kit | single | 4 | KIT/SRV/LBL PERMA W/BRAZED FILL FITTING FL | PERMA-14699617-GSK-AR-BRAZED
450L-HP-ASME | 5 | Gas Service Label Kit | single | 5 | KIT/SRV/LBL PERMA-CYL ASME FLARE | PERMA-10931520-GSK-NI-ASMEFL
450L-HP-ASME | 5 | Gas Service Label Kit | single | 6 | KIT/SRV/LBL PERMA-CYL LP FLARE | PERMA-11638907-GSK-NI-LPFL
450L-HP-ASME | 5 | Gas Service Label Kit | single | 7 | KIT/SRV/LBL PC26" ASME FL W/CGA FTG RSTR | PERMA-11550622-GSK-NI-ASMECGARSTR
450L-HP-ASME | 5 | Gas Service Label Kit | single | 8 | KIT/SRV/LBL PERMA W/BRAZED FILL FITTING FL | PERMA-14699609-GSK-NI-BRAZED
450L-HP-ASME | 5 | Gas Service Label Kit | single | 9 | KIT/SRV/LBL PERMA-CYL ASME FLARE | PERMA-10931538-GSK-OX-ASMEFL
450L-HP-ASME | 5 | Gas Service Label Kit | single | 10 | KIT/SRV/LBL PC26" ASME FL W/CGA FTG RSTR | PERMA-11550614-GSK-OX-ASMECGARSTR
450L-HP-ASME | 5 | Gas Service Label Kit | single | 11 | KIT/SRV/LBL PERMA W/BRAZED FILL FITTING FL | PERMA-14699596-GSK-OX-BRAZED
450L-VHP-DOT | 1 | Tank Model | single | 1 | Perma-Cyl 450 VHP DOT | PERMA-14736431-VHP450
450L-VHP-DOT | 2 | Plumbing Option (Operating Pressure / Application) | single | 1 | 35 PSI-04 Liquid Application | PERMA-11394480-PO-35-04
450L-VHP-DOT | 2 | Plumbing Option (Operating Pressure / Application) | single | 2 | 125 PSI-04 Liquid Application | PERMA-21263622-PO-125-04
450L-VHP-DOT | 2 | Plumbing Option (Operating Pressure / Application) | single | 3 | 125 PSI-03 Gas Application | PERMA-11526024-PO-125-03
450L-VHP-DOT | 2 | Plumbing Option (Operating Pressure / Application) | single | 4 | 300 PSI-03 Gas Application | PERMA-11542411-PO-300-03
450L-VHP-DOT | 2 | Plumbing Option (Operating Pressure / Application) | single | 5 | 450 PSI-03 Gas Application | PERMA-11542631-PO-450-03
450L-VHP-DOT | 3 | Dual Relief Kit | single | 1 | Low pressure RV 150 psi, RPD 525 psi | PERMA-21897967-DRV-150.525
450L-VHP-DOT | 3 | Dual Relief Kit | single | 2 | Medium pressure RV 250 psi, RPD 375 psi | PERMA-21897964-DRV-250.375
450L-VHP-DOT | 3 | Dual Relief Kit | single | 3 | High pressure - RV 350 psi, RPD 525 psi | PERMA-21897968-DRV-350.525
450L-VHP-DOT | 3 | Dual Relief Kit | single | 4 | Very High pressure - RV 500 psi, RPD 700 psi | PERMA-21898303-DRV-500.700
450L-VHP-DOT | 4 | Liquid Level Gauge | single | 1 | WIKA - LIN, LOX, LAR | PERMA-20923160-LL-LINLOX
450L-VHP-DOT | 4 | Liquid Level Gauge | single | 2 | WIKA - CO2 | PERMAM-20909591-LL-CO2
450L-VHP-DOT | 4 | Liquid Level Gauge | single | 3 | Cyl-Tel | PERMA-20939520-DLL-CYLTEL
450L-VHP-DOT | 4 | Liquid Level Gauge | single | 4 | Cyl-Tel blank face | PERMA-22125853-DLL-CTLTEL-BLANK
450L-VHP-DOT | 4 | Liquid Level Gauge | single | 5 | No Cyl-Tel | PERMA-11908639-DLL-NOCYLTEL
450L-VHP-DOT | 5 | Gas Service Label Kit | single | 1 | KIT SRV/LBL PCDOT FL RESTR | PERMA-11550606-GSK-AR-FLRESTR
450L-VHP-DOT | 5 | Gas Service Label Kit | single | 2 | KIT SRV/LBL PCDOT FL SDC | PERMA-11768710-GSK-AR-FLSDC
450L-VHP-DOT | 5 | Gas Service Label Kit | single | 3 | KIT SRV/LBL PCDOT FL RESTR | PERMA-11550593-GSK-NI-FLRESTR
450L-VHP-DOT | 5 | Gas Service Label Kit | single | 4 | KIT SRV/LBL PCDOT FL SDC | PERMA-11768808-GSK-NI-FLSDC
450L-VHP-DOT | 5 | Gas Service Label Kit | single | 5 | KIT SRV/LBL PCDOT FL RESTR | PERMA-11550585-GSK-OX-FLRESTR
450L-VHP-DOT | 5 | Gas Service Label Kit | single | 6 | KIT SRV/LBL PCDOT FL SDC | PERMA-11768939-GSK-OX-FLSDC
450L-VHP-DOT | 5 | Gas Service Label Kit | single | 7 | KIT SRV/LBL PCDOT FL RESTR | PERMA-13683023-GSK-OX-FLRESTR
450L-VHP-DOT | 5 | Gas Service Label Kit | single | 8 | KIT SRV/LBL PCDOT FL SDC | PERMA-15088711-GSK-OX-FLSDC
450L-VHP-ASME | 1 | Tank Model | single | 1 | Perma-Cyl 450 VHP | PERMA-11542657-VHP450
450L-VHP-ASME | 2 | Plumbing Option (Operating Pressure / Application) | single | 1 | 35 PSI-04 Liquid Application | PERMA-11394480-PO-35-04
450L-VHP-ASME | 2 | Plumbing Option (Operating Pressure / Application) | single | 2 | 125 PSI-04 Liquid Application | PERMA-21263622-PO-125-04
450L-VHP-ASME | 2 | Plumbing Option (Operating Pressure / Application) | single | 3 | 125 PSI-03 Gas Application | PERMA-11526024-PO-125-03
450L-VHP-ASME | 2 | Plumbing Option (Operating Pressure / Application) | single | 4 | 300 PSI-03 Gas Application | PERMA-11542411-PO-300-03
450L-VHP-ASME | 2 | Plumbing Option (Operating Pressure / Application) | single | 5 | 450 PSI-03 Gas Application | PERMA-11542631-PO-300-07
450L-VHP-ASME | 3 | Dual Relief Kit | single | 1 | Low pressure RV 150 psi, RPD 525 psi | PERMA-21897967-DRV-150.525
450L-VHP-ASME | 3 | Dual Relief Kit | single | 2 | Medium pressure RV 250 psi, RPD 375 psi | PERMA-21897964-DRV-250.375
450L-VHP-ASME | 3 | Dual Relief Kit | single | 3 | High pressure - RV 350 psi, RPD 525 psi | PERMA-21897968-DRV-350.525
450L-VHP-ASME | 3 | Dual Relief Kit | single | 4 | Very High pressure - RV 500 psi, RPD 700 psi | PERMA-21898303-DRV-500.700
450L-VHP-ASME | 4 | Liquid Level Gauge | single | 1 | WIKA - LN, LOX, LAR | PERMA-20923160-LL-LINLOXAR
450L-VHP-ASME | 4 | Liquid Level Gauge | single | 2 | WIKA - CO2 | PERMA-20909591-LL-CO2
450L-VHP-ASME | 4 | Liquid Level Gauge | single | 3 | Cyl-Tel | PERMA-22127777-DLL-CYLTEL
450L-VHP-ASME | 4 | Liquid Level Gauge | single | 4 | Cyl-Tel blank face | PERMA-22125853-DLL-CTLTEL-BLANK
450L-VHP-ASME | 4 | Liquid Level Gauge | single | 5 | No Cyl-Tel | PERMA-11908639-DLL-NOCYLTEL
450L-VHP-ASME | 5 | Gas Service Label Kit | single | 1 | KIT/SRV/LBL PERMA-CYL ASME FLARE 1/2" | PERMA-10931546-GSK-AR-ASME12FL
450L-VHP-ASME | 5 | Gas Service Label Kit | single | 2 | KIT/SRV/LBL PERMA-CYL ASME FLARE 3/4 | PERMA-21135090-GSK-AR-ASME34FL
450L-VHP-ASME | 5 | Gas Service Label Kit | single | 3 | KIT/SRV/LBL PC26" ASME FL W/ CGA FTG RESTR | PERMA-11631457-GSK-AR-ASMECGARSTR
450L-VHP-ASME | 5 | Gas Service Label Kit | single | 4 | KIT/SRV/LBL PERMA W/BRAZED FILL FITTING FL | PERMA-14699617-GSK-AR-BRAZED
450L-VHP-ASME | 5 | Gas Service Label Kit | single | 5 | KIT/SRV/LBL PERMA-CYL ASME FLARE | PERMA-10931520-GSK-NI-ASMEFL
450L-VHP-ASME | 5 | Gas Service Label Kit | single | 6 | KIT/SRV/LBL PERMA-CYL LP FLARE | PERMA-11638907-GSK-NI-LPFL
450L-VHP-ASME | 5 | Gas Service Label Kit | single | 7 | KIT/SRV/LBL PC26" ASME FL W/CGA FTG RSTR | PERMA-11550622-GSK-NI-ASMECGARSTR
450L-VHP-ASME | 5 | Gas Service Label Kit | single | 8 | KIT/SRV/LBL PERMA W/BRAZED FILL FITTING FL | PERMA-14699609-GSK-NI-BRAZED
450L-VHP-ASME | 5 | Gas Service Label Kit | single | 9 | KIT/SRV/LBL PERMA-CYL ASME FLARE | PERMA-10931538-GSK-OX-ASMEFL
450L-VHP-ASME | 5 | Gas Service Label Kit | single | 10 | KIT/SRV/LBL PC26" ASME FL W/CGA FTG RSTR | PERMA-11550614-GSK-OX-ASMECGARSTR
450L-VHP-ASME | 5 | Gas Service Label Kit | single | 11 | KIT/SRV/LBL PERMA W/BRAZED FILL FITTING FL | PERMA-14699596-GSK-OX-BRAZED
450L-VHP-ASME | 5 | Gas Service Label Kit | single | 12 | KIT/SRV/LBL PERMA-CYL ASME FLARE | PERMA-11646131-GSK-CO2-ASMEFL
450L-VHP-ASME | 5 | Gas Service Label Kit | single | 13 | KIT/SRV/LBL PERMA W/BRAZED FILL FITTING FL | PERMA-14699588-GSK-CO2-BRAZED
450L-ZX-VHP | 1 | Tank Model | single | 1 | Perma-Cyl 450 VHP ZX Skid | PERMA-14906137-VHP450-ZXS
450L-ZX-VHP | 2 | Liquid Level Gauge | single | 1 | WIKA - LIN, LOX & ARG | PERMA-20923160-LL-LINLOX
450L-ZX-VHP | 2 | Liquid Level Gauge | single | 2 | Cyl-Tel | PERMA-22127777-DLL-CYLTEL
450L-ZX-VHP | 2 | Liquid Level Gauge | single | 3 | Cyl-Tel Blank Face | PERMA-22125853-DLL-CTLTEL-BLANK
450L-ZX-VHP | 2 | Liquid Level Gauge | single | 4 | No Cyl-Tel | PERMA-11908639-DLL-NOCYLTEL
450L-ZX-VHP | 3 | Gas Service Label Kit | single | 1 | Argon | PERMA-11550606-GSK-AR-FLRESTR
450L-ZX-VHP | 3 | Gas Service Label Kit | single | 2 | Nitrogen | PERMA-11550593-GSK-NI-FLRESTR
450L-ZX-VHP | 3 | Gas Service Label Kit | single | 3 | Oxygen | PERMA-11550585-GSK-OX-FLRESTR
700L-HP-TF | 1 | Tank Model | single | 1 | Perma-Cyl 700 HP | PERMA-14157092-HP700
700L-HP-TF | 2 | Plumbing Option (Operating Pressure / Application) | single | 1 | 35 PSI-04 Liquid Application | PERMA-11725023-PO-35-04
700L-HP-TF | 2 | Plumbing Option (Operating Pressure / Application) | single | 2 | 125 PSI-04 Liquid Application | PERMA-21272334-PO-125-04
700L-HP-TF | 2 | Plumbing Option (Operating Pressure / Application) | single | 3 | 125 PSI-03 Gas Application | PERMA-11724936-PO-125-03
700L-HP-TF | 2 | Plumbing Option (Operating Pressure / Application) | single | 4 | 300 PSI-03 Gas Application | PERMA-11725040-PO-300-03
700L-HP-TF | 3 | Dual Relief Kit | single | 1 | Low pressure RV 150 psi, RPD 525 psi | PERMA-21897967-DRV-150.525
700L-HP-TF | 3 | Dual Relief Kit | single | 2 | Medium pressure RV 250 psi, RPD 375 psi | PERMA-21897964-DRV-250.375
700L-HP-TF | 3 | Dual Relief Kit | single | 3 | High pressure - RV 350 psi, RPD 525 psi | PERMA-21897965-DRV-350.525
700L-HP-TF | 4 | Liquid Level Gauge | single | 1 | LIN, LOX & ARG | PERMA-20923160-LL-LINLOXAR
700L-HP-TF | 4 | Liquid Level Gauge | single | 2 | CO2 | PERMA-20909591-LL-CO2
700L-HP-TF | 4 | Liquid Level Gauge | single | 3 | Cyl-Tel | PERMA-22127777-DLL-CYLTEL
700L-HP-TF | 4 | Liquid Level Gauge | single | 4 | Cyl-Tel blank face | PERMA-22125853-DLL-CTLTEL-BLANK
700L-HP-TF | 4 | Liquid Level Gauge | single | 5 | No Cyl-Tel | PERMA-11908639-DLL-NOCYLTEL
700L-HP-TF | 5 | Gas Service Label Kit | single | 1 | KIT/SRV/LBL PERMA-CYL ASME FLARE 1/2" | PERMA-10931546-GSK-AR-ASME12FL
700L-HP-TF | 5 | Gas Service Label Kit | single | 2 | KIT/SRV/LBL PERMA-CYL ASME FLARE 3/4 | PERMA-21135090-GSK-AR-ASME34FL
700L-HP-TF | 5 | Gas Service Label Kit | single | 3 | KIT/SRV/LBL PC26" ASME FL W/ CGA FTG RESTR | PERMA-11631457-GSK-AR-ASMECGARSTR
700L-HP-TF | 5 | Gas Service Label Kit | single | 4 | KIT/SRV/LBL PERMA W/BRAZED FILL FITTING FL | PERMA-14699617-GSK-AR-BRAZED
700L-HP-TF | 5 | Gas Service Label Kit | single | 5 | KIT/SRV/LBL PERMA-CYL ASME FLARE | PERMA-10931520-GSK-NI-ASMEFL
700L-HP-TF | 5 | Gas Service Label Kit | single | 6 | KIT/SRV/LBL PERMA-CYL LP FLARE | PERMA-11638907-GSK-NI-LPFL
700L-HP-TF | 5 | Gas Service Label Kit | single | 7 | KIT/SRV/LBL PC26" ASME FL W/CGA FTG RSTR | PERMA-11550622-GSK-NI-ASMECGARSTR
700L-HP-TF | 5 | Gas Service Label Kit | single | 8 | KIT/SRV/LBL PERMA W/BRAZED FILL FITTING FL | PERMA-14699609-GSK-NI-BRAZED
700L-HP-TF | 5 | Gas Service Label Kit | single | 9 | KIT/SRV/LBL PERMA-CYL ASME FLARE | PERMA-10931538-GSK-OX-ASMEFL
700L-HP-TF | 5 | Gas Service Label Kit | single | 10 | KIT/SRV/LBL PC26" ASME FL W/CGA FTG RSTR | PERMA-11550614-GSK-OX-ASMECGARSTR
700L-HP-TF | 5 | Gas Service Label Kit | single | 11 | KIT/SRV/LBL PERMA W/BRAZED FILL FITTING FL | PERMA-14699596-GSK-OX-BRAZED
700L-HP-TF | 5 | Gas Service Label Kit | single | 12 | KIT/SRV/LBL PERMA-CYL ASME FLARE | PERMA-11646131-GSK-CO2-ASMEFL
700L-HP-TF | 5 | Gas Service Label Kit | single | 13 | KIT/SRV/LBL PERMA W/BRAZED FILL FITTING FL | PERMA-14699588-GSK-CO2-BRAZED
1000L-HP-TF | 1 | Tank Model | single | 1 | Perma-Cyl 1000 HP | PERMA-14157130-HP1000
1000L-HP-TF | 1 | Tank Model | single | 2 | Perma-Cyl 1000 HP Vacuum Jacket Valve Right | PERMA-14556157-HP1000-VJVR
1000L-HP-TF | 1 | Tank Model | single | 3 | Perma-Cyl 1000 HP Vacuum Jacket Valve Left | PERMA-20858365-HP1000-VJVL
1000L-HP-TF | 2 | Operating Pressure / Relief Valve | single | 1 | 35 PSI-04 Liquid Application | PERMA-11394501-PO-35-04
1000L-HP-TF | 2 | Operating Pressure / Relief Valve | single | 2 | 125 PSI-04 Liquid Application | PERMA-21263623-PO-125-04
1000L-HP-TF | 2 | Operating Pressure / Relief Valve | single | 3 | 125 PSI-03 Gas Application | PERMA-11482033-PO-125-03
1000L-HP-TF | 2 | Operating Pressure / Relief Valve | single | 4 | 300 PSI-03 Gas Application | PERMA-11394498-PO-300-03
1000L-HP-TF | 3 | Dual Relief Kit | single | 1 | Low pressure RV 150 psi, RPD 525 psi | PERMA-21897967-DRV-150.525
1000L-HP-TF | 3 | Dual Relief Kit | single | 2 | Medium pressure RV 250 psi, RPD 375 psi | PERMA-21897964-DRV-250.375
1000L-HP-TF | 3 | Dual Relief Kit | single | 3 | High pressure - RV 350 psi, RPD 525 psi | PERMA-21897965-DRV-350.525
1000L-HP-TF | 4 | Liquid Level Gauge | single | 1 | LIN & LOX | PERMA-20923160-LL-LINLOX
1000L-HP-TF | 4 | Liquid Level Gauge | single | 2 | ARG | PERMA-20923162-LL-AR
1000L-HP-TF | 4 | Liquid Level Gauge | single | 3 | Cyl-Tel | PERMA-22127777-DLL-CYLTEL
1000L-HP-TF | 4 | Liquid Level Gauge | single | 4 | Cyl-Tel blank face | PERMA-22125853-DLL-CTLTEL-BLANK
1000L-HP-TF | 4 | Liquid Level Gauge | single | 5 | No Cyl-Tel | PERMA-11908639-DLL-NOCYLTEL
1000L-HP-TF | 5 | Gas Service Label Kit | single | 1 | KIT/SRV/LBL PERMA-CYL ASME FLARE 1/2" | PERMA-10931546-GSK-AR-ASME12FL
1000L-HP-TF | 5 | Gas Service Label Kit | single | 2 | KIT/SRV/LBL PERMA-CYL ASME FLARE 3/4 | PERMA-21135090-GSK-AR-ASME34FL
1000L-HP-TF | 5 | Gas Service Label Kit | single | 3 | KIT/SRV/LBL PC26" ASME FL W/ CGA FTG RESTR | PERMA-11631457-GSK-AR-ASMECGARSTR
1000L-HP-TF | 5 | Gas Service Label Kit | single | 4 | KIT/SRV/LBL PERMA W/BRAZED FILL FITTING FL | PERMA-14699617-GSK-AR-BRAZED
1000L-HP-TF | 5 | Gas Service Label Kit | single | 5 | KIT/SRV/LBL PERMA-CYL ASME FLARE | PERMA-10931520-GSK-NI-ASMEFL
1000L-HP-TF | 5 | Gas Service Label Kit | single | 6 | KIT/SRV/LBL PERMA-CYL LP FLARE | PERMA-11638907-GSK-NI-LPFL
1000L-HP-TF | 5 | Gas Service Label Kit | single | 7 | KIT/SRV/LBL PC26" ASME FL W/CGA FTG RSTR | PERMA-11550622-GSK-NI-ASMECGARSTR
1000L-HP-TF | 5 | Gas Service Label Kit | single | 8 | KIT/SRV/LBL PERMA W/BRAZED FILL FITTING FL | PERMA-14699609-GSK-NI-BRAZED
1000L-HP-TF | 5 | Gas Service Label Kit | single | 9 | KIT/SRV/LBL PERMA-CYL ASME FLARE | PERMA-10931538-GSK-OX-ASMEFL
1000L-HP-TF | 5 | Gas Service Label Kit | single | 10 | KIT/SRV/LBL PC26" ASME FL W/CGA FTG RSTR | PERMA-11550614-GSK-OX-ASMECGARSTR
1000L-HP-TF | 5 | Gas Service Label Kit | single | 11 | KIT/SRV/LBL PERMA W/BRAZED FILL FITTING FL | PERMA-14699596-GSK-OX-BRAZED
1000L-VHP-TF | 1 | Tank Model | single | 1 | Perma-Cyl 1000 VHP | PERMA-14157156-VHP1000
1000L-VHP-TF | 2 | Operating Pressure / Relief Valve | single | 1 | 35 PSI-04 Liquid Application | PERMA-11394501-PO-35-04
1000L-VHP-TF | 2 | Operating Pressure / Relief Valve | single | 2 | 125 PSI-04 Liquid Application | PERMA-21263623-PO-125-04
1000L-VHP-TF | 2 | Operating Pressure / Relief Valve | single | 3 | 125 PSI-03 Gas Application | PERMA-11482033-PO-125-03
1000L-VHP-TF | 2 | Operating Pressure / Relief Valve | single | 4 | 300 PSI-03 Gas Application | PERMA-11394498-PO-300-03
1000L-VHP-TF | 2 | Operating Pressure / Relief Valve | single | 5 | 450 PSI-03 Gas Application | PERMA-11482009-PO-450-03
1000L-VHP-TF | 2 | Operating Pressure / Relief Valve | single | 6 | 450 PSI-07 External PB Vaporizer | PERMA-11725091-PO-450-07
1000L-VHP-TF | 3 | Dual Relief Kit | single | 1 | Low pressure - RV 150 psi, RPD 525 psi | PERMA-21897967-DRV-150.525
1000L-VHP-TF | 3 | Dual Relief Kit | single | 2 | Medium pressure RV 250 psi, RPD 375 psi | PERMA-21897964-DRV-250.375
1000L-VHP-TF | 3 | Dual Relief Kit | single | 3 | High pressure - RV 350 psi, RPD 525 psi | PERMA-21897965-DRV-350.525
1000L-VHP-TF | 3 | Dual Relief Kit | single | 4 | Very High pressure - RV 500 psi, RPD 700 psi | PERMA-21897966-DRV-500.700
1000L-VHP-TF | 4 | Liquid Level Gauge | single | 1 | LIN & LOX | PERMA-20923160-LL-LINLOX
1000L-VHP-TF | 4 | Liquid Level Gauge | single | 2 | ARG | PERMA-20923162-LL-AR
1000L-VHP-TF | 4 | Liquid Level Gauge | single | 3 | Cyl-Tel | PERMA-22127777-DLL-CYLTEL
1000L-VHP-TF | 4 | Liquid Level Gauge | single | 4 | Cyl-Tel blank face | PERMA-22125853-DLL-CTLTEL-BLANK
1000L-VHP-TF | 4 | Liquid Level Gauge | single | 5 | No Cyl-Tel | PERMA-11908639-DLL-NOCYLTEL
1000L-VHP-TF | 5 | Gas Service Label Kit | single | 1 | KIT/SRV/LBL PERMA-CYL ASME FLARE 1/2" | PERMA-10931546-GSK-AR-ASME12FL
1000L-VHP-TF | 5 | Gas Service Label Kit | single | 2 | KIT/SRV/LBL PERMA-CYL ASME FLARE 3/4" | PERMA-21135090-GSK-AR-ASME34FL
1000L-VHP-TF | 5 | Gas Service Label Kit | single | 3 | KIT/SRV/LBL PC26" ASME FL W/ CGA FTG RESTR | PERMA-11631457-GSK-AR-ASMECGARSTR
1000L-VHP-TF | 5 | Gas Service Label Kit | single | 4 | KIT/SRV/LBL PERMA W/BRAZED FILL FITTING FL | PERMA-14699617-GSK-AR-BRAZED
1000L-VHP-TF | 5 | Gas Service Label Kit | single | 5 | KIT/SRV/LBL PERMA-CYL ASME FLARE | PERMA-10931520-GSK-NI-ASMEFL
1000L-VHP-TF | 5 | Gas Service Label Kit | single | 6 | KIT/SRV/LBL PERMA-CYL LP FLARE | PERMA-11638907-GSK-NI-LPFL
1000L-VHP-TF | 5 | Gas Service Label Kit | single | 7 | KIT/SRV/LBL PC26" ASME FL W/CGA FTG RSTR | PERMA-11550622-GSK-NI-ASMECGARSTR
1000L-VHP-TF | 5 | Gas Service Label Kit | single | 8 | KIT/SRV/LBL PERMA W/BRAZED FILL FITTING FL | PERMA-14699609-GSK-NI-BRAZED
1000L-VHP-TF | 5 | Gas Service Label Kit | single | 9 | KIT/SRV/LBL PERMA-CYL ASME FLARE | PERMA-10931538-GSK-OX-ASMEFL
1000L-VHP-TF | 5 | Gas Service Label Kit | single | 10 | KIT/SRV/LBL PC26" ASME FL W/CGA FTG RSTR | PERMA-11550614-GSK-OX-ASMECGARSTR
1000L-VHP-TF | 5 | Gas Service Label Kit | single | 11 | KIT/SRV/LBL PERMA W/BRAZED FILL FITTING FL | PERMA-14699596-GSK-OX-BRAZED
1000L-VHP-TF | 5 | Gas Service Label Kit | single | 12 | KIT P-CYL 1000/15000 WIKA 1/4SS (LOX, LIN, LAR) | PERMA-21565825-PCYL-PGSS145
1000L-VHP-FF | 1 | Tank Model | single | 1 | Perma-Cyl 1000 VHP FlexFill | PERMA-20755351-VHP1000-FF
1000L-VHP-FF | 2 | Operating Pressure / Relief Valve | single | 1 | 125 PSI-03 Gas Application | PERMA-20857549-PO-125-03
1000L-VHP-FF | 2 | Operating Pressure / Relief Valve | single | 2 | 125 PSI-12 Redundant Fill Valves - Medical Applications | PERMA-22180181-PO-125-12
1000L-VHP-FF | 2 | Operating Pressure / Relief Valve | single | 3 | 300 PSI-03 Gas Application | PERMA-20857554-PO-300-03
1000L-VHP-FF | 2 | Operating Pressure / Relief Valve | single | 4 | 300 PSI-12 Redundant Fill Valves - Medical Applications | PERMA-22251941-PO-300-12
1000L-VHP-FF | 2 | Operating Pressure / Relief Valve | single | 5 | 450 PSI-03 Gas Application | PERMA-20857558-PO-450-03
1000L-VHP-FF | 2 | Operating Pressure / Relief Valve | single | 6 | 450 PSI-12 Redundant Fill Valves - Medical Applications | PERMA-22251944-PO-450-07
1000L-VHP-FF | 3 | Liquid Level Gauge | single | 1 | LIN & LOX | PERMA-20923160-LL-LINLOX
1000L-VHP-FF | 3 | Liquid Level Gauge | single | 2 | ARG | PERMA-20923162-LL-AR
1000L-VHP-FF | 3 | Liquid Level Gauge | single | 3 | Cyl-Tel | PERMA-22127777-DLL-CYLTEL
1000L-VHP-FF | 3 | Liquid Level Gauge | single | 4 | Cyl-Tel blank face | PERMA-22125853-DLL-CTLTEL-BLANK
1000L-VHP-FF | 3 | Liquid Level Gauge | single | 5 | No Cyl-Tel | PERMA-11908639-DLL-NOCYLTEL
1000L-VHP-FF | 4 | Gas Service Label Kit | single | 1 | Argon* KIT/SRV/LBL PERMA – FLEXFILL | PERMA-20868907-GSK-AR
1000L-VHP-FF | 4 | Gas Service Label Kit | single | 2 | Nitrogen* KIT/SRV/LBL PERMA – FLEXFILL | PERMA-20868906-GSK-NI
1000L-VHP-FF | 4 | Gas Service Label Kit | single | 3 | Oxygen* KIT/SRV/LBL PERMA – FLEXFILL | PERMA-20868908-GSK-OX
1500L-HP-TF | 1 | Tank Model | single | 1 | Perma-Cyl 1500 HP | PERMA-14157172-HP1500
1500L-HP-TF | 1 | Tank Model | single | 2 | Perma-Cyl 1500 HP Vacuum Jacket Valve Right | PERMA-14556165-HP1500-VJVR
1500L-HP-TF | 1 | Tank Model | single | 3 | Perma-Cyl 1500 HP Vacuum Jacket Valve Left | PERMA-20858388-HP1500-VJVL
1500L-HP-TF | 2 | Operating Pressure / Relief Valve | single | 1 | 35 PSI-04 Liquid Application | PERMA-11551570-PO-35-04
1500L-HP-TF | 2 | Operating Pressure / Relief Valve | single | 2 | 125 PSI-04 Liquid Application | PERMA-21263624-PO-125-04
1500L-HP-TF | 2 | Operating Pressure / Relief Valve | single | 3 | 125 PSI-03 Gas Application | PERMA-11552530-PO-125-03
1500L-HP-TF | 2 | Operating Pressure / Relief Valve | single | 4 | 300 PSI-03 Gas Application | PERMA-11551588-PO-300-03
1500L-HP-TF | 3 | Dual Relief Kit | single | 1 | Low pressure RV 150 psi, RPD 525 psi | PERMA-21897967-DRV-150.525
1500L-HP-TF | 3 | Dual Relief Kit | single | 2 | Medium pressure RV 250 psi, RPD 375 psi | PERMA-21897964-DRV-250.375
1500L-HP-TF | 3 | Dual Relief Kit | single | 3 | High pressure - RV 350 psi, RPD 525 psi | PERMA-21897965-DRV-350.525
1500L-HP-TF | 4 | Liquid Level Gauge | single | 1 | LIN & LOX | PERMA-20923161-LL-LINLOX
1500L-HP-TF | 4 | Liquid Level Gauge | single | 2 | ARG | PERMA-20923162-LL-AR
1500L-HP-TF | 4 | Liquid Level Gauge | single | 3 | Cyl-Tel | PERMA-22127777-DLL-CYLTEL
1500L-HP-TF | 4 | Liquid Level Gauge | single | 4 | Cyl-Tel blank face | PERMA-22125853-DLL-CTLTEL-BLANK
1500L-HP-TF | 4 | Liquid Level Gauge | single | 5 | No Cyl-Tel | PERMA-11908639-DLL-NOCYLTEL
1500L-HP-TF | 5 | Gas Service Label Kit | single | 1 | KIT/SRV/LBL PERMA-CYL ASME FLARE 1/2" | PERMA-10931546-GSK-AR-ASME12FL
1500L-HP-TF | 5 | Gas Service Label Kit | single | 2 | KIT/SRV/LBL PERMA-CYL ASME FLARE 3/4 | PERMA-21135090-GSK-AR-ASME34FL
1500L-HP-TF | 5 | Gas Service Label Kit | single | 3 | KIT/SRV/LBL PC26" ASME FL W/ CGA FTG RESTR | PERMA-11631457-GSK-AR-ASMECGARSTR
1500L-HP-TF | 5 | Gas Service Label Kit | single | 4 | KIT/SRV/LBL PERMA W/BRAZED FILL FITTING FL | PERMA-20858388-GSK-AR-BRAZED
1500L-HP-TF | 5 | Gas Service Label Kit | single | 5 | KIT/SRV/LBL PERMA-CYL ASME FLARE | PERMA-10931520-GSK-NI-ASMEFL
1500L-HP-TF | 5 | Gas Service Label Kit | single | 6 | KIT/SRV/LBL PERMA-CYL LP FLARE | PERMA-11638907-GSK-NI-LPFL
1500L-HP-TF | 5 | Gas Service Label Kit | single | 7 | KIT/SRV/LBL PC26" ASME FL W/CGA FTG RSTR | PERMA-11550622-GSK-NI-ASMECGARSTR
1500L-HP-TF | 5 | Gas Service Label Kit | single | 8 | KIT/SRV/LBL PERMA W/BRAZED FILL FITTING FL | PERMA-14699609-GSK-NI-BRAZED
1500L-HP-TF | 5 | Gas Service Label Kit | single | 9 | KIT/SRV/LBL PERMA-CYL ASME FLARE | PERMA-10931538-GSK-OX-ASMEFL
1500L-HP-TF | 5 | Gas Service Label Kit | single | 10 | KIT/SRV/LBL PC26" ASME FL W/CGA FTG RSTR | PERMA-11550614-GSK-OX-ASMECGARSTR
1500L-HP-TF | 5 | Gas Service Label Kit | single | 11 | KIT/SRV/LBL PERMA W/BRAZED FILL FITTING FL | PERMA-14699596-GSK-OX-BRAZED
1500L-HP-TF | 5 | Gas Service Label Kit | single | 12 | KIT P-CYL 1000/15000 WIKA 1/4SS (LOX, LIN, LAR) | PERMA-21565825-PCYL-PGSS14
1500L-VHP-TF | 1 | Tank Model | single | 1 | Perma-Cyl 1500 VHP | PERMA-14157199-VHP1500
1500L-VHP-TF | 2 | Operating Pressure / Relief Valve | single | 1 | 35 PSI-04 Liquid Application | PERMA-11551570-PO-35-04
1500L-VHP-TF | 2 | Operating Pressure / Relief Valve | single | 2 | 125 PSI-04 Liquid Application | PERMA-21263264-PO-125-04
1500L-VHP-TF | 2 | Operating Pressure / Relief Valve | single | 3 | 125 PSI-03 Gas Application | PERMA-11552530-PO-125-03
1500L-VHP-TF | 2 | Operating Pressure / Relief Valve | single | 4 | 300 PSI-03 Gas Application | PERMA-11551588-PO-300-03
1500L-VHP-TF | 2 | Operating Pressure / Relief Valve | single | 5 | 450 PSI-03 Gas Application | PERMA-11554244-PO-450-03
1500L-VHP-TF | 2 | Operating Pressure / Relief Valve | single | 6 | 450 PSI-07 External PB Vaporizer | PERMA-11722586-PO-450-07
1500L-VHP-TF | 3 | Dual Relief Kit | single | 1 | Low pressure - RV 150 psi, RPD 525 psi | PERMA-21897967-DRV-150.525
1500L-VHP-TF | 3 | Dual Relief Kit | single | 2 | Medium pressure RV 250 psi, RPD 375 psi | PERMA-21897964-DRV-250.375
1500L-VHP-TF | 3 | Dual Relief Kit | single | 3 | High pressure - RV 350 psi, RPD 525 psi | PERMA-21897965-DRV-350.525
1500L-VHP-TF | 3 | Dual Relief Kit | single | 4 | Very High pressure - RV 500 psi, RPD 700 psi | PERMA-21897966-DRV-500.700
1500L-VHP-TF | 4 | Liquid Level Gauge | single | 1 | LIN & LOX | PERMA-20923161-LL-LINLOX
1500L-VHP-TF | 4 | Liquid Level Gauge | single | 2 | ARG | PERMA-20923162-LL-AR
1500L-VHP-TF | 4 | Liquid Level Gauge | single | 3 | Cyl-Tel | PERMA-22127777-DLL-CYLTEL
1500L-VHP-TF | 4 | Liquid Level Gauge | single | 4 | Cyl-Tel blank face | PERMA-22125853-DLL-CTLTEL-BLANK
1500L-VHP-TF | 4 | Liquid Level Gauge | single | 5 | No Cyl-Tel | PERMA-11908639-DLL-NOCYLTEL
1500L-VHP-TF | 5 | Gas Service Label Kit | single | 1 | KIT/SRV/LBL PERMA-CYL ASME FLARE 1/2" | PERMA-10931546-GSK-AR-ASME12FL
1500L-VHP-TF | 5 | Gas Service Label Kit | single | 2 | KIT/SRV/LBL PERMA-CYL ASME FLARE 3/4" | PERMA-21135090-GSK-AR-ASME34FL
1500L-VHP-TF | 5 | Gas Service Label Kit | single | 3 | KIT/SRV/LBL PC26" ASME FL W/ CGA FTG RESTR | PERMA-11631457-GSK-AR-ASMECGARSTR
1500L-VHP-TF | 5 | Gas Service Label Kit | single | 4 | KIT/SRV/LBL PERMA W/BRAZED FILL FITTING FL | PERMA-14699617-GSK-AR-BRAZED
1500L-VHP-TF | 5 | Gas Service Label Kit | single | 5 | KIT/SRV/LBL PERMA-CYL ASME FLARE | PERMA-10931520-GSK-NI-ASMEFL
1500L-VHP-TF | 5 | Gas Service Label Kit | single | 6 | KIT/SRV/LBL PERMA-CYL LP FLARE | PERMA-11638907-GSK-NI-LPFL
1500L-VHP-TF | 5 | Gas Service Label Kit | single | 7 | KIT/SRV/LBL PC26" ASME FL W/CGA FTG RSTR | PERMA-11550622-GSK-NI-ASMECGARSTR
1500L-VHP-TF | 5 | Gas Service Label Kit | single | 8 | KIT/SRV/LBL PERMA W/BRAZED FILL FITTING FL | PERMA-14699609-GSK-NI-BRAZED
1500L-VHP-TF | 5 | Gas Service Label Kit | single | 9 | KIT/SRV/LBL PERMA-CYL ASME FLARE | PERMA-10931538-GSK-OX-ASMEFL
1500L-VHP-TF | 5 | Gas Service Label Kit | single | 10 | KIT/SRV/LBL PC26" ASME FL W/CGA FTG RSTR | PERMA-11550614-GSK-OX-ASMECGARSTR
1500L-VHP-TF | 5 | Gas Service Label Kit | single | 11 | KIT/SRV/LBL PERMA W/BRAZED FILL FITTING FL | PERMA-14699596-GSK-OX-BRAZED
1500L-VHP-TF | 5 | Gas Service Label Kit | single | 12 | KIT P-CYL 1000/15000 WIKA 1/4SS (LOX, LIN, LAR) | PERMA-21565825-PCYL-PGSS145
1500L-VHP-FF | 1 | Tank Model | single | 1 | Perma-Cyl 1500 VHP FlexFill | PERMA-20755352-VHP1500-FF
1500L-VHP-FF | 2 | Operating Pressure / Relief Valve | single | 1 | 125 PSI-03 Gas Application | PERMA-20881199-PO-125-03
1500L-VHP-FF | 2 | Operating Pressure / Relief Valve | single | 2 | 125 PSI-12 Redundant Fill Valves - Medical Applications | PERMA-22180180-PO-125-12
1500L-VHP-FF | 2 | Operating Pressure / Relief Valve | single | 3 | 300 PSI-03 Gas Application | PERMA-20881200-PO-300-03
1500L-VHP-FF | 2 | Operating Pressure / Relief Valve | single | 4 | 300 PSI-12 Redundant Fill Valves - Medical Applications | PERMA-22251940-PO-300-12
1500L-VHP-FF | 2 | Operating Pressure / Relief Valve | single | 5 | 450 PSI-03 Gas Application | PERMA-20881201-PO-450-03
1500L-VHP-FF | 2 | Operating Pressure / Relief Valve | single | 6 | 450 PSI-12 Redundant Fill Valves - Medical Applications | PERMA-22251943-PO-450-12
1500L-VHP-FF | 3 | Liquid Level Gauge | single | 1 | LIN & LOX | PERMA-20923161-LL-LINLOX
1500L-VHP-FF | 3 | Liquid Level Gauge | single | 2 | ARG | PERMA-20923162-LL-AR
1500L-VHP-FF | 3 | Liquid Level Gauge | single | 3 | Cyl-Tel | PERMA-22127777-DLL-CYLTEL
1500L-VHP-FF | 3 | Liquid Level Gauge | single | 4 | Cyl-Tel blank face | PERMA-22125853-DLL-CTLTEL-BLANK
1500L-VHP-FF | 3 | Liquid Level Gauge | single | 5 | No Cyl-Tel | PERMA-11908639-DLL-NOCYLTEL
1500L-VHP-FF | 4 | Gas Service Label Kit | single | 1 | Argon* KIT/SRV/LBL PERMA – FLEXFILL | PERMA-20868907-GSK-AR
1500L-VHP-FF | 4 | Gas Service Label Kit | single | 2 | Nitrogen* KIT/SRV/LBL PERMA – FLEXFILL | PERMA-20868906-GSK-NI
1500L-VHP-FF | 4 | Gas Service Label Kit | single | 3 | Oxygen* KIT/SRV/LBL PERMA – FLEXFILL | PERMA-20868908-GSK-OX
1500L-ZX-VHP | 1 | Tank Model | single | 1 | Perma-Cyl 1500 VHP ZX Skid | PERMA-20946840-VHP1500-ZXS-FF
1500L-ZX-VHP | 2 | Liquid Level Gauge | single | 1 | LIN & LOX | PERMA-20923161-LL-LINLOX
1500L-ZX-VHP | 2 | Liquid Level Gauge | single | 2 | ARG | PERMA-20923162-LL-AR
1500L-ZX-VHP | 2 | Liquid Level Gauge | single | 3 | LIN & LOX | PERMA-20923162-LL-LINLOX
1500L-ZX-VHP | 2 | Liquid Level Gauge | single | 4 | ARG | PERMA-20909588-LL-AR
1500L-ZX-VHP | 2 | Liquid Level Gauge | single | 5 | Cyl-Tel | PERMA-22127777-DLL-CYLTEL
1500L-ZX-VHP | 2 | Liquid Level Gauge | single | 6 | Cyl-Tel Blank Face | PERMA-22125853-DLL-CTLTEL-BLANK
1500L-ZX-VHP | 2 | Liquid Level Gauge | single | 7 | No Cyl-Tel | PERMA-11908639-DLL-NOCYLTEL
2000L-HP-TF | 1 | Tank Model | single | 1 | Perma-Cyl 2000 HP | PERMA-14157201-HP2000
2000L-HP-TF | 1 | Tank Model | single | 2 | Perma-Cyl 2000 HP Vacuum Jacket Valve Right | PERMA-14556173-HP2000-VJVR
2000L-HP-TF | 1 | Tank Model | single | 3 | Perma-Cyl 2000 HP Vacuum Jacket Valve Left | PERMA-20858392-HP2000-VJVL
2000L-HP-TF | 2 | Plumbing Option (Operating Pressure / Application) | single | 1 | 35 PSI-04 Liquid Application | PERMA-14078061-PO-35-04
2000L-HP-TF | 2 | Plumbing Option (Operating Pressure / Application) | single | 2 | 125 PSI-04 Liquid Application | PERMA-21263625-PO-125-04
2000L-HP-TF | 2 | Plumbing Option (Operating Pressure / Application) | single | 3 | 125 PSI-03 Gas Application | PERMA-14003253-PO-125-03
2000L-HP-TF | 2 | Plumbing Option (Operating Pressure / Application) | single | 4 | 125 PSI-07 External PB vaporizer high-pressure application | PERMA-20559012-PO-125-07
2000L-HP-TF | 2 | Plumbing Option (Operating Pressure / Application) | single | 5 | 300 PSI-03 Gas Application | PERMA-13857476-PO-300-03
2000L-HP-TF | 2 | Plumbing Option (Operating Pressure / Application) | single | 6 | 300 PSI-07 External PB vaporizer high-pressure application | PERMA-14537845-PO-300-07
2000L-HP-TF | 3 | Dual Relief Kit | single | 1 | Low pressure RV 150 psi, RPD 525 psi | PERMA-21897967-DRV-150.525
2000L-HP-TF | 3 | Dual Relief Kit | single | 2 | Medium pressure RV 250 psi, RPD 375 psi | PERMA-21897964-DRV-250.375
2000L-HP-TF | 3 | Dual Relief Kit | single | 3 | High pressure - RV 350 psi, RPD 525 psi | PERMA-21897965-DRV-350.525
2000L-HP-TF | 4 | Liquid Level Gauge | single | 1 | LIN & LOX | PERMA-20923162-LL-LINLOX
2000L-HP-TF | 4 | Liquid Level Gauge | single | 2 | ARG | PERMA-20909588-LL-AR
2000L-HP-TF | 4 | Liquid Level Gauge | single | 3 | Cyl-Tel | PERMA-22127777-DLL-CYLTEL
2000L-HP-TF | 4 | Liquid Level Gauge | single | 4 | Cyl-Tel blank face | PERMA-22125853-DLL-CTLTEL-BLANK
2000L-HP-TF | 4 | Liquid Level Gauge | single | 5 | No Cyl-Tel | PERMA-11908639-DLL-NOCYLTEL
2000L-HP-TF | 5 | Gas Service Label Kit | single | 1 | KIT/SRV/LBL PERMA-CYL ASME FLARE 1/2" | PERMA-10931546-GSK-AR-ASME12FL
2000L-HP-TF | 5 | Gas Service Label Kit | single | 2 | KIT/SRV/LBL PERMA-CYL ASME FLARE 3/4 | PERMA-21135090-GSK-AR-ASME34FL
2000L-HP-TF | 5 | Gas Service Label Kit | single | 3 | KIT/SRV/LBL PC26" ASME FL W/ CGA FTG RESTR | PERMA-11631457-GSK-AR-ASMECGARSTR
2000L-HP-TF | 5 | Gas Service Label Kit | single | 4 | KIT/SRV/LBL PERMA W/BRAZED FILL FITTING FL | PERMA-14699617-GSK-AR-BRAZED
2000L-HP-TF | 5 | Gas Service Label Kit | single | 5 | KIT/SRV/LBL PERMA-CYL ASME FLARE | PERMA-10931520-GSK-NI-ASMEFL
2000L-HP-TF | 5 | Gas Service Label Kit | single | 6 | KIT/SRV/LBL PERMA-CYL LP FLARE | PERMA-11638907-GSK-NI-LPFL
2000L-HP-TF | 5 | Gas Service Label Kit | single | 7 | KIT/SRV/LBL PC26" ASME FL W/CGA FTG RSTR | PERMA-11550622-GSK-NI-ASMECGARSTR
2000L-HP-TF | 5 | Gas Service Label Kit | single | 8 | KIT/SRV/LBL PERMA W/BRAZED FILL FITTING FL | PERMA-14699609-GSK-NI-BRAZED
2000L-HP-TF | 5 | Gas Service Label Kit | single | 9 | KIT/SRV/LBL PERMA-CYL ASME FLARE | PERMA-10931538-GSK-OX-ASMEFL
2000L-HP-TF | 5 | Gas Service Label Kit | single | 10 | KIT/SRV/LBL PC26" ASME FL W/CGA FTG RSTR | PERMA-11550614-GSK-OX-ASMECGARSTR
2000L-HP-TF | 5 | Gas Service Label Kit | single | 11 | KIT/SRV/LBL PERMA W/BRAZED FILL FITTING FL | PERMA-14699596-GSK-OX-BRAZED
2000L-HP-FF | 1 | Tank Model | single | 1 | Perma-Cyl 2000L HP FlexFill | PERMA-20814392-HP2000-FF
2000L-HP-FF | 2 | Plumbing Option (Operating Pressure / Application) | single | 1 | 125 PSI-03 Gas Application | PERMA-14003253-PO-125-03
2000L-HP-FF | 2 | Plumbing Option (Operating Pressure / Application) | single | 2 | 300 PSI-03 Gas Application | PERMA-20857556-PO-300-03
2000L-HP-FF | 3 | Gas Service Label Kit | single | 1 | Argon* KIT/SRV/LBL PERMA – FLEXFILL | PERMA-20868907-GSK-AR
2000L-HP-FF | 3 | Gas Service Label Kit | single | 2 | Nitrogen* KIT/SRV/LBL PERMA – FLEXFILL | PERMA-20868906-GSK-NI
2000L-HP-FF | 3 | Gas Service Label Kit | single | 3 | Oxygen* KIT/SRV/LBL PERMA – FLEXFILL | PERMA-20868908-GSK-OX
2000L-VHP-TF | 1 | Tank Model | single | 1 | Perma-Cyl 2000 VHP Top Fill | PERMA-14157228-VHP2000
2000L-VHP-TF | 2 | Plumbing Option (Operating Pressure / Application) | single | 1 | 125 PSI-09 External PB & Gas Use vaporizers-high flow applications | PERMA-14214114-PO-125-09
2000L-VHP-TF | 2 | Plumbing Option (Operating Pressure / Application) | single | 2 | 300 PSI-09 External PB & Gas Use vaporizers-high flow applications | PERMA-14214122-PO-300-09
2000L-VHP-TF | 2 | Plumbing Option (Operating Pressure / Application) | single | 3 | 450 PSI-09 External PB & Gas Use vaporizers-high flow applications | PERMA-14214131-PO-450-09
2000L-VHP-TF | 3 | Dual Relief Kit | single | 1 | Medium pressure RV 250 psi, RPD 375 psi | PERMA-21897964-DRV-250.375
2000L-VHP-TF | 3 | Dual Relief Kit | single | 2 | High pressure - RV 350 psi, RPD 525 psi | PERMA-21897965-DRV-350.525
2000L-VHP-TF | 3 | Dual Relief Kit | single | 3 | Very High pressure - RV 500 psi, RPD 700 psi | PERMA-21897966-DRV-500.700
2000L-VHP-TF | 4 | Liquid Level Gauge | single | 1 | LIN & LOX | PERMA-20923162-LL-LINLOX
2000L-VHP-TF | 4 | Liquid Level Gauge | single | 2 | ARG | PERMA-20909588-LL-AR
2000L-VHP-TF | 4 | Liquid Level Gauge | single | 3 | Cyl-Tel | PERMA-22127777-DLL-CYLTEL
2000L-VHP-TF | 4 | Liquid Level Gauge | single | 4 | Cyl-Tel blank face | PERMA-22125853-DLL-CTLTEL-BLANK
2000L-VHP-TF | 4 | Liquid Level Gauge | single | 5 | No Cyl-Tel | PERMA-11908639-DLL-NOCYLTEL
2000L-VHP-TF | 5 | Gas Service Label Kit | single | 1 | KIT/SRV/LBL PERMA-CYL ASME FLARE 1/2" | PERMA-10931546-GSK-AR-ASME12FL
2000L-VHP-TF | 5 | Gas Service Label Kit | single | 2 | KIT/SRV/LBL PERMA-CYL ASME FLARE 3/4" | PERMA-21135090-GSK-AR-ASME34FL
2000L-VHP-TF | 5 | Gas Service Label Kit | single | 3 | KIT/SRV/LBL PC26" ASME FL W/ CGA FTG RESTR | PERMA-11631457-GSK-AR-ASMECGARSTR
2000L-VHP-TF | 5 | Gas Service Label Kit | single | 4 | KIT/SRV/LBL PERMA W/BRAZED FILL FITTING FL | PERMA-14699617-GSK-AR-BRAZED
2000L-VHP-TF | 5 | Gas Service Label Kit | single | 5 | KIT/SRV/LBL PERMA-CYL ASME FLARE | PERMA-10931520-GSK-NI-ASMEFL
2000L-VHP-TF | 5 | Gas Service Label Kit | single | 6 | KIT/SRV/LBL PERMA-CYL LP FLARE | PERMA-11638907-GSK-NI-LPFL
2000L-VHP-TF | 5 | Gas Service Label Kit | single | 7 | KIT/SRV/LBL PC26" ASME FL W/CGA FTG RSTR | PERMA-11550622-GSK-NI-ASMECGARSTR
2000L-VHP-TF | 5 | Gas Service Label Kit | single | 8 | KIT/SRV/LBL PERMA W/BRAZED FILL FITTING FL | PERMA-14699609-GSK-NI-BRAZED
2000L-VHP-TF | 5 | Gas Service Label Kit | single | 9 | KIT/SRV/LBL PERMA-CYL ASME FLARE | PERMA-10931538-GSK-OX-ASMEFL
2000L-VHP-TF | 5 | Gas Service Label Kit | single | 10 | KIT/SRV/LBL PC26" ASME FL W/CGA FTG RSTR | PERMA-11550614-GSK-OX-ASMECGARSTR
2000L-VHP-TF | 5 | Gas Service Label Kit | single | 11 | KIT/SRV/LBL PERMA W/BRAZED FILL FITTING FL | PERMA-14699596-GSK-OX-BRAZED
2000L-VHP-TF | 5 | Gas Service Label Kit | single | 12 | KIT P-CYL 1000/15000 WIKA 1/4SS (LOX, LIN, LAR) | PERMA-21565825-PCYL-PGSS145
2000L-VHP-FF | 1 | Tank Model | single | 1 | Perma-Cyl 2000 VHP FlexFill | PERMA-20793147-VHP2000-FF
2000L-VHP-FF | 2 | Plumbing Option (Operating Pressure / Application) | single | 1 | 125 PSI-09 External PB & Gas Use vaporizers-high flow applications | PERMA-20857551-PO-125-09
2000L-VHP-FF | 2 | Plumbing Option (Operating Pressure / Application) | single | 2 | 125 PSI-12 Redundant Fill Valves - Medical Applications | PERMA-22180178-PO-125-12
2000L-VHP-FF | 2 | Plumbing Option (Operating Pressure / Application) | single | 3 | 300 PSI-09 External PB & Gas Use vaporizers-high flow applications | PERMA-20857557-PO-300-09
2000L-VHP-FF | 2 | Plumbing Option (Operating Pressure / Application) | single | 4 | 300 PSI-12 Redundant Fill Valves - Medical Applications | PERMA-22251939-PO-300-12
2000L-VHP-FF | 2 | Plumbing Option (Operating Pressure / Application) | single | 5 | 450 PSI-09 External PB & Gas Use vaporizers-high flow applications | PERMA-20857560-PO-450-09
2000L-VHP-FF | 2 | Plumbing Option (Operating Pressure / Application) | single | 6 | 450 PSI-12 Redundant Fill Valves - Medical Applications | PERMA-22251942-PO-450-12
2000L-VHP-FF | 3 | Liquid Level Gauge | single | 1 | LIN & LOX | PERMA-20923162-LL-LINLOX
2000L-VHP-FF | 3 | Liquid Level Gauge | single | 2 | ARG | PERMA-20909588-LL-AR
2000L-VHP-FF | 3 | Liquid Level Gauge | single | 3 | Cyl-Tel | PERMA-22127777-DLL-CYLTEL
2000L-VHP-FF | 3 | Liquid Level Gauge | single | 4 | Cyl-Tel blank face | PERMA-22125853-DLL-CTLTEL-BLANK
2000L-VHP-FF | 3 | Liquid Level Gauge | single | 5 | No Cyl-Tel | PERMA-11908639-DLL-NOCYLTEL
2000L-VHP-FF | 4 | Gas Service Label Kit | single | 1 | Argon* KIT/SRV/LBL PERMA – FLEXFILL | PERMA-20868907-GSK-AR
2000L-VHP-FF | 4 | Gas Service Label Kit | single | 2 | Nitrogen* KIT/SRV/LBL PERMA – FLEXFILL | PERMA-20868906-GSK-NI
2000L-VHP-FF | 4 | Gas Service Label Kit | single | 3 | Oxygen* KIT/SRV/LBL PERMA – FLEXFILL | PERMA-20868908-GSK-OX
3000L-HP-TF | 1 | Tank Model | single | 1 | Perma-Cyl 3000 HP | PERMA-14401278-HP3000
3000L-HP-TF | 1 | Tank Model | single | 2 | Perma-Cyl 3000 HP Vacuum Jacket Valve Right | PERMA-14497492-HP3000-VJVR
3000L-HP-TF | 1 | Tank Model | single | 3 | Perma-Cyl 3000 HP Vacuum Jacket Valve Left | PERMA-20858395-HP3000-VJV
3000L-HP-TF | 2 | Plumbing Option (Operating Pressure / Application) | single | 1 | 35 PSI-04 Liquid Application | PERMA-14078061-PO-35-04
3000L-HP-TF | 2 | Plumbing Option (Operating Pressure / Application) | single | 2 | 125 PSI-04 Liquid Application | PERMA-21263625-PO-125-04
3000L-HP-TF | 2 | Plumbing Option (Operating Pressure / Application) | single | 3 | 125 PSI-03 Gas Application | PERMA-14003253-PO-125-03
3000L-HP-TF | 2 | Plumbing Option (Operating Pressure / Application) | single | 4 | 125 PSI-07 External PB vaporizer high-pressure application | PERMA-20559012-PO-125-PO
3000L-HP-TF | 2 | Plumbing Option (Operating Pressure / Application) | single | 5 | 300 PSI-03 Gas Application | PERMA-13857476-PO-300-03
3000L-HP-TF | 2 | Plumbing Option (Operating Pressure / Application) | single | 6 | 300 PSI-07 External PB vaporizer high-pressure application | PERMA-14537845-PO-300-07
3000L-HP-TF | 3 | Dual Relief Kit | single | 1 | Low pressure RV 150 psi, RPD 525 psi | PERMA-21897967-DRV-150.525
3000L-HP-TF | 3 | Dual Relief Kit | single | 2 | Medium pressure RV 250 psi, RPD 375 psi | PERMA-21897964-DRV-250.375
3000L-HP-TF | 3 | Dual Relief Kit | single | 3 | High pressure - RV 350 psi, RPD 525 psi | PERMA-21897965-DRV-350.525
3000L-HP-TF | 4 | Liquid Level Gauge | single | 1 | LIN & LOX | PERMA-20923162-LL-LINLOX
3000L-HP-TF | 4 | Liquid Level Gauge | single | 2 | ARG | PERMA-20909588-LL-AR
3000L-HP-TF | 4 | Liquid Level Gauge | single | 3 | Cyl-Tel | PERMA-22127777-DLL-CYLTEL
3000L-HP-TF | 4 | Liquid Level Gauge | single | 4 | Cyl-Tel blank face | PERMA-22125853-DLL-CTLTEL-BLANK
3000L-HP-TF | 4 | Liquid Level Gauge | single | 5 | No Cyl-Tel | PERMA-11908639-DLL-NOCYLTEL
3000L-HP-TF | 5 | Gas Service Label Kit | single | 1 | KIT/SRV/LBL PERMA-CYL ASME FLARE 1/2" | PERMA-10931546-GSK-AR-ASME12FL
3000L-HP-TF | 5 | Gas Service Label Kit | single | 2 | KIT/SRV/LBL PERMA-CYL ASME FLARE 3/4 | PERMA-21135090-GSK-AR-ASME34FL
3000L-HP-TF | 5 | Gas Service Label Kit | single | 3 | KIT/SRV/LBL PC26" ASME FL W/ CGA FTG RESTR | PERMA-11631457-GSK-AR-ASMECGARSTR
3000L-HP-TF | 5 | Gas Service Label Kit | single | 4 | KIT/SRV/LBL PERMA W/BRAZED FILL FITTING FL | PERMA-14699617-GSK-AR-BRAZED
3000L-HP-TF | 5 | Gas Service Label Kit | single | 5 | KIT/SRV/LBL PERMA-CYL ASME FLARE | PERMA-10931520-GSK-NI-ASMEFL
3000L-HP-TF | 5 | Gas Service Label Kit | single | 6 | KIT/SRV/LBL PERMA-CYL LP FLARE | PERMA-11638907-GSK-NI-LPFL
3000L-HP-TF | 5 | Gas Service Label Kit | single | 7 | KIT/SRV/LBL PC26" ASME FL W/CGA FTG RSTR | PERMA-11550622-GSK-NI-ASMECGARSTR
3000L-HP-TF | 5 | Gas Service Label Kit | single | 8 | KIT/SRV/LBL PERMA W/BRAZED FILL FITTING FL | PERMA-14699609-GSK-NI-BRAZED
3000L-HP-TF | 5 | Gas Service Label Kit | single | 9 | KIT/SRV/LBL PERMA-CYL ASME FLARE | PERMA-10931538-GSK-OX-ASMEFL
3000L-HP-TF | 5 | Gas Service Label Kit | single | 10 | KIT/SRV/LBL PC26" ASME FL W/CGA FTG RSTR | PERMA-11550614-GSK-OX-ASMECGARSTR
3000L-HP-TF | 5 | Gas Service Label Kit | single | 11 | KIT/SRV/LBL PERMA W/BRAZED FILL FITTING FL | PERMA-14699596-GSK-OX-BRAZED
3000L-HP-FF | 1 | Tank Model | single | 1 | Perma-Cyl 3000 HP FlexFill | PERMA-20814394-HP3000-FF
3000L-HP-FF | 2 | Plumbing Option (Operating Pressure / Application) | single | 1 | 125 PSI-03 Gas Application | PERMA-20857550-PO-125-03
3000L-HP-FF | 2 | Plumbing Option (Operating Pressure / Application) | single | 2 | 300 PSI-03 Gas Application | PERMA-20857556-PO-300-03
3000L-HP-FF | 3 | Gas Service Label Kit | single | 1 | Argon* KIT/SRV/LBL PERMA – FLEXFILL | PERMA-20868907-GSK-AR
3000L-HP-FF | 3 | Gas Service Label Kit | single | 2 | Nitrogen* KIT/SRV/LBL PERMA – FLEXFILL | PERMA-20868906-GSK-NI
3000L-HP-FF | 3 | Gas Service Label Kit | single | 3 | Oxygen* KIT/SRV/LBL PERMA – FLEXFILL | PERMA-20868908-GSK-OX
3000L-VHP-TF | 1 | Tank Model | single | 1 | Perma-Cyl 3000 VHP Top Fill | PERMA-14507523-VHP3000
3000L-VHP-TF | 2 | Plumbing Option (Operating Pressure / Application) | single | 1 | 125 PSI-09 External PB & Gas Use vaporizers-high flow applications | PERMA-14214114-PO-125-09
3000L-VHP-TF | 2 | Plumbing Option (Operating Pressure / Application) | single | 2 | 300 PSI-09 External PB & Gas Use vaporizers-high flow applications | PERMA-14214122-PO-300-09
3000L-VHP-TF | 2 | Plumbing Option (Operating Pressure / Application) | single | 3 | 450 PSI-09 External PB & Gas Use vaporizers-high flow applications | PERMA-14214131-PO-450-09
3000L-VHP-TF | 3 | Dual Relief Kit | single | 1 | Medium pressure RV 250 psi, RPD 375 psi | PERMA-21897964-DRV-250.375
3000L-VHP-TF | 3 | Dual Relief Kit | single | 2 | High pressure - RV 350 psi, RPD 525 psi | PERMA-21897965-DRV-350.525
3000L-VHP-TF | 3 | Dual Relief Kit | single | 3 | Very High pressure - RV 500 psi, RPD 700 psi | PERMA-21897966-DRV-500.700
3000L-VHP-TF | 4 | Liquid Level Gauge | single | 1 | LIN & LOX | PERMA-20923162-LL-LINLOX
3000L-VHP-TF | 4 | Liquid Level Gauge | single | 2 | ARG | PERMA-20909588-LL-AR
3000L-VHP-TF | 4 | Liquid Level Gauge | single | 3 | Cyl-Tel | PERMA-22127777-DLL-CYLTEL
3000L-VHP-TF | 4 | Liquid Level Gauge | single | 4 | Cyl-Tel blank face | PERMA-22125853-DLL-CTLTEL-BLANK
3000L-VHP-TF | 4 | Liquid Level Gauge | single | 5 | No Cyl-Tel | PERMA-11908639-DLL-NOCYLTEL
3000L-VHP-TF | 5 | Gas Service Label Kit | single | 1 | KIT/SRV/LBL PERMA-CYL ASME FLARE 1/2" | PERMA-10931546-GSK-AR-ASME12FL
3000L-VHP-TF | 5 | Gas Service Label Kit | single | 2 | KIT/SRV/LBL PERMA-CYL ASME FLARE 3/4" | PERMA-21135090-GSK-AR-ASME34FL
3000L-VHP-TF | 5 | Gas Service Label Kit | single | 3 | KIT/SRV/LBL PC26" ASME FL W/ CGA FTG RESTR | PERMA-11631457-GSK-AR-ASMECGARSTR
3000L-VHP-TF | 5 | Gas Service Label Kit | single | 4 | KIT/SRV/LBL PERMA W/BRAZED FILL FITTING FL | PERMA-14699617-GSK-AR-BRAZED
3000L-VHP-TF | 5 | Gas Service Label Kit | single | 5 | KIT/SRV/LBL PERMA-CYL ASME FLARE | PERMA-10931520-GSK-NI-ASMEFL
3000L-VHP-TF | 5 | Gas Service Label Kit | single | 6 | KIT/SRV/LBL PERMA-CYL LP FLARE | PERMA-11638907-GSK-NI-LPFL
3000L-VHP-TF | 5 | Gas Service Label Kit | single | 7 | KIT/SRV/LBL PC26" ASME FL W/CGA FTG RSTR | PERMA-11550622-GSK-NI-ASMECGARSTR
3000L-VHP-TF | 5 | Gas Service Label Kit | single | 8 | KIT/SRV/LBL PERMA W/BRAZED FILL FITTING FL | PERMA-14699609-GSK-NI-BRAZED
3000L-VHP-TF | 5 | Gas Service Label Kit | single | 9 | KIT/SRV/LBL PERMA-CYL ASME FLARE | PERMA-10931538-GSK-OX-ASMEFL
3000L-VHP-TF | 5 | Gas Service Label Kit | single | 10 | KIT/SRV/LBL PC26" ASME FL W/CGA FTG RSTR | PERMA-11550614-GSK-OX-ASMECGARSTR
3000L-VHP-TF | 5 | Gas Service Label Kit | single | 11 | KIT/SRV/LBL PERMA W/BRAZED FILL FITTING FL | PERMA-14699596-GSK-OX-BRAZED
3000L-VHP-TF | 5 | Gas Service Label Kit | single | 12 | KIT P-CYL 1000/15000 WIKA 1/4SS (LOX, LIN, LAR) | PERMA-21565825-PCYL-PGSS145
3000L-VHP-FF | 1 | Tank Model | single | 1 | Perma-Cyl 3000 VHP FlexFill | PERMA-20615127-VHP3000-FF
3000L-VHP-FF | 2 | Plumbing Option (Operating Pressure / Application) | single | 1 | 125 PSI-09 External PB & Gas Use vaporizers-high flow applications | PERMA-20857551-PO-125-09
3000L-VHP-FF | 2 | Plumbing Option (Operating Pressure / Application) | single | 2 | 125 PSI-12 Redundant Fill Valves - Medical Applications | PERMA-22180178-PO-125-12
3000L-VHP-FF | 2 | Plumbing Option (Operating Pressure / Application) | single | 3 | 300 PSI-09 External PB & Gas Use vaporizers-high flow applications | PERMA-20857557-PO-300-09
3000L-VHP-FF | 2 | Plumbing Option (Operating Pressure / Application) | single | 4 | 450 PSI-09 External PB & Gas Use vaporizers-high flow applications | PERMA-20857560-PO-450-09
3000L-VHP-FF | 2 | Plumbing Option (Operating Pressure / Application) | single | 5 | 300 PSI-12 Redundant Fill Valves - Medical Applications | PERMA-22251939-PO-300-12
3000L-VHP-FF | 2 | Plumbing Option (Operating Pressure / Application) | single | 6 | 450 PSI-12 Redundant Fill Valves - Medical Applications | PERMA-22251942-PO-450-12
3000L-VHP-FF | 3 | Liquid Level Gauge | single | 1 | LIN & LOX | PERMA-20923162-LL-LINLOX
3000L-VHP-FF | 3 | Liquid Level Gauge | single | 2 | ARG | PERMA-20909588-LL-AR
3000L-VHP-FF | 3 | Liquid Level Gauge | single | 3 | Cyl-Tel | PERMA-22127777-DLL-CYLTEL
3000L-VHP-FF | 3 | Liquid Level Gauge | single | 4 | Cyl-Tel blank face | PERMA-22125853-DLL-CTLTEL-BLANK
3000L-VHP-FF | 3 | Liquid Level Gauge | single | 5 | No Cyl-Tel | PERMA-11908639-DLL-NOCYLTEL
3000L-VHP-FF | 4 | Gas Service Label Kit | single | 1 | Argon* KIT/SRV/LBL PERMA – FLEXFILL | PERMA-20868907-GSK-AR
3000L-VHP-FF | 4 | Gas Service Label Kit | single | 2 | Nitrogen* KIT/SRV/LBL PERMA – FLEXFILL | PERMA-20868906-GSK-NI
3000L-VHP-FF | 4 | Gas Service Label Kit | single | 3 | Oxygen* KIT/SRV/LBL PERMA – FLEXFILL | PERMA-20868908-GSK-OX
3000L-ZX-VHP | 1 | Tank Model | single | 1 | Perma-Cyl 3000 VHP ZX Skid | PERMA-21442870-VHP3000-ZXS-FF
3000L-ZX-VHP | 2 | Liquid Level Gauge | single | 1 | LIN & LOX | PERMA-20923161-LL-LINLOX
3000L-ZX-VHP | 2 | Liquid Level Gauge | single | 2 | ARG | PERMA-20923162-LL-AR
3000L-ZX-VHP | 2 | Liquid Level Gauge | single | 3 | LIN & LOX | PERMA-20923162-LL-LINLOX
3000L-ZX-VHP | 2 | Liquid Level Gauge | single | 4 | ARG | PERMA-20909588-LL-AR
3000L-ZX-VHP | 2 | Liquid Level Gauge | single | 5 | Cyl-Tel | PERMA-22127777-DLL-CYLTEL
3000L-ZX-VHP | 2 | Liquid Level Gauge | single | 6 | Cyl-Tel Blank Face | PERMA-22125853-DLL-CTLTEL-BLANK
3000L-ZX-VHP | 2 | Liquid Level Gauge | single | 7 | No Cyl-Tel | PERMA-11908639-DLL-NOCYLTEL
5500L-MP-FF | 1 | Tank Model | single | 1 | Perma-Cyl 5500 MP FlexFill SS | PERMA-21891164-MP5500-FF
5500L-MP-FF | 1 | Tank Model | single | 2 | Perma-Cyl 5500 MP FlexFill VJ-L SS | PERMA-21891165-MP5500-VJVL-FF
5500L-MP-FF | 1 | Tank Model | single | 3 | Perma-Cyl 5500 MP FlexFill VJ-R SS | PERMA-21891166-MP5500-VJVR-FF
5500L-MP-FF | 2 | Plumbing Option (Operating Pressure / Application) | single | 1 | 35 PSI-07 External PB Vaporizer High Pressure Application | PERMA-21203486-PO-35-07
5500L-MP-FF | 2 | Plumbing Option (Operating Pressure / Application) | single | 2 | 125 PSI-07 External PB Vaporizer High Pressure Application | PERMA-21012488-PO-125-07
5500L-MP-FF | 3 | Liquid Level Gauge | single | 1 | LIN & LOX | PERMA-20923162-LL-LINLOX
5500L-MP-FF | 3 | Liquid Level Gauge | single | 2 | ARG | PERMA-20909588-LL-AR
5500L-MP-FF | 3 | Liquid Level Gauge | single | 3 | Cyl-Tel | PERMA-22127777-DLL-CYLTEL
5500L-MP-FF | 3 | Liquid Level Gauge | single | 4 | Cyl-Tel blank face | PERMA-22125853-DLL-CTLTEL-BLANK
5500L-MP-FF | 3 | Liquid Level Gauge | single | 5 | No Cyl-Tel | PERMA-11908639-DLL-NOCYLTEL
5500L-MP-FF | 4 | Gas Service Label Kit | single | 1 | Oxygen* KIT/SRV/LBL PERMA | PERMA-20932465-GSK-OX
5500L-MP-FF | 4 | Gas Service Label Kit | single | 2 | Argon* KIT/SRV/LBL PERMA | PERMA-20932464-GSK-AR
5500L-MP-FF | 4 | Gas Service Label Kit | single | 3 | Nitrogen* KIT/SRV/LBL PERMA | PERMA-20932463-GSK-NI
5500L-MP-FF | 5 | Gas Use Vaporizer | single | 1 | 4,000 SCFH | PERMA-20932460-4000-HVAP
5500L-VHP-FF | 1 | Tank Model | single | 1 | Perma-Cyl 5500 VHP FlexFill SS | PERMA-21891167-VHP5500-FF
5500L-VHP-FF | 2 | Plumbing Option (Operating Pressure / Application) | single | 1 | 125 PSI-07 External PB Vaporizer High Pressure Application | PERMA-21419529-PO-125-07
5500L-VHP-FF | 2 | Plumbing Option (Operating Pressure / Application) | single | 2 | 300 PSI-07 External PB Vaporizer High Pressure Application | PERMA-21419528-PO-300-07
5500L-VHP-FF | 2 | Plumbing Option (Operating Pressure / Application) | single | 3 | 450 PSI-07 External PB Vaporizer High Pressure Application | PERMA-21407828-PO-450-07
5500L-VHP-FF | 3 | Liquid Level Gauge | single | 1 | LIN & LOX | PERMA-20923162-LL-LINLOX
5500L-VHP-FF | 3 | Liquid Level Gauge | single | 2 | ARG | PERMA-20909588-LL-AR
5500L-VHP-FF | 3 | Liquid Level Gauge | single | 3 | Cyl-Tel | PERMA-22127777-DLL-CYLTEL
5500L-VHP-FF | 3 | Liquid Level Gauge | single | 4 | Cyl-Tel blank face | PERMA-22125853-DLL-CTLTEL-BLANK
5500L-VHP-FF | 3 | Liquid Level Gauge | single | 5 | No Cyl-Tel | PERMA-11908639-DLL-NOCYLTEL
5500L-VHP-FF | 4 | Gas Service Label Kit | single | 1 | (INCLUDES BULK FILL FITTING) | PERMA-21420534-GSK-OX
5500L-VHP-FF | 4 | Gas Service Label Kit | single | 2 | (INCLUDES BULK FILL FITTING) | PERMA-21420535-GSK-AR
5500L-VHP-FF | 4 | Gas Service Label Kit | single | 3 | (INCLUDES BULK FILL FITTING) | PERMA-21420533-GSK-NI
5500L-VHP-FF | 5 | Gas Use Vaporizer | single | 1 | 4,000 SCFH | PERMA-21273392-4000-HVAP
5500L-VHP-FF | 5 | Gas Use Vaporizer | single | 2 | 6,000 SCFH | PERMA-21577062-6000-HVAP
7000L-VHP-FF | 1 | Tank Model | single | 1 | Perma-Cyl 7000 VHP FlexFill SS | PERMA-21891169-VHP7000-FF
7000L-VHP-FF | 2 | Plumbing Option (Operating Pressure / Application) | single | 1 | 35 PSI-07 External PB Vaporizer High Pressure Application | PERMA-21497128-PO-35-07
7000L-VHP-FF | 2 | Plumbing Option (Operating Pressure / Application) | single | 2 | 125 PSI-07 External PB Vaporizer High Pressure Application | PERMA-21497127-PO-125-07
7000L-VHP-FF | 2 | Plumbing Option (Operating Pressure / Application) | single | 3 | 300 PSI-07 External PB Vaporizer High Pressure Application | PERMA-21497126-PO-300-07
7000L-VHP-FF | 2 | Plumbing Option (Operating Pressure / Application) | single | 4 | 450 PSI-07 External PB Vaporizer High Pressure Application | PERMA-21430726-PO-450-07
7000L-VHP-FF | 3 | Liquid Level Gauge | single | 1 | LIN & LOX | PERMA-20923162-LL-LINLOX
7000L-VHP-FF | 3 | Liquid Level Gauge | single | 2 | ARG | PERMA-20909588-LL-AR
7000L-VHP-FF | 3 | Liquid Level Gauge | single | 3 | Cyl-Tel | PERMA-22127777-DLL-CYLTEL
7000L-VHP-FF | 3 | Liquid Level Gauge | single | 4 | Cyl-Tel blank face | PERMA-22125853-DLL-CTLTEL-BLANK
7000L-VHP-FF | 3 | Liquid Level Gauge | single | 5 | No Cyl-Tel | PERMA-11908639-DLL-NOCYLTEL
7000L-VHP-FF | 4 | Gas Service Label Kit | single | 1 | (INCLUDES BULK FILL FITTING) | PERMA-21420534-GSK-OX
7000L-VHP-FF | 4 | Gas Service Label Kit | single | 2 | (INCLUDES BULK FILL FITTING) | PERMA-21420535-GSK-AR
7000L-VHP-FF | 4 | Gas Service Label Kit | single | 3 | (INCLUDES BULK FILL FITTING) | PERMA-21420533-GSK-NI
7000L-VHP-FF | 5 | Gas Use Vaporizer | single | 1 | 4,000 SCFH | PERMA-21463983-4000-HVAP
7000L-VHP-FF | 5 | Gas Use Vaporizer | single | 2 | 8,000 SCFH | PERMA-21685444-8000-HVAP
permamax-2200lb-HP-CO2 | 1 | Tank Model | single | 1 | Perma-Max 2200L HP CO2 | PERMAM-21336390-HP2200-CO2
permamax-2200lb-HP-CO2 | 2 | Liquid Level Gauge | single | 1 | WIKA | PERMAM-20909591-LL-CO2-
permamax-2200lb-HP-CO2 | 2 | Liquid Level Gauge | single | 2 | Cyl-Tel | PERMAM-22127777-DLL-CYLTEL
permamax-2200lb-HP-CO2 | 2 | Liquid Level Gauge | single | 3 | Cyl-Tel blank face | PERMAM-22125853-DLL-CTLTEL-BLANK
permamax-2200lb-HP-CO2 | 2 | Liquid Level Gauge | single | 4 | No Cyl-Tel | PERMAM-11908639-DLL-NOCYLTEL
permamax-2200lb-HP-CO2 | 3 | Gas Service Label Kit | single | 1 | Beverage | PERMAM-21093984-GSK-BEV
permamax-2200lb-HP-CO2 | 3 | Gas Service Label Kit | single | 2 | Bulk Fill | PERMAM-21093999-GSK-BULK
permamax-2200lb-HP-CO2 | 3 | Gas Service Label Kit | single | 3 | Vapor Balance | PERMAM-21239736-GSK-VAPOR
permamax-2200lb-HP-CO2 | 3 | Gas Service Label Kit | single | 4 | 125 PSI-10 (internal coil tank only) | PERMAM-21341084-PO-125-10
permamax-2200lb-HP-CO2 | 3 | Gas Service Label Kit | single | 5 | 300 PSI-10 (internal coil tank only) | PERMAM-21341085-PO-300-10
permamax-3300lb-HP-CO2 | 1 | Tank Model | single | 1 | Perma-Max 3300L HP CO2 | PERMAM-21336391-HP3300-CO2
permamax-3300lb-HP-CO2 | 2 | Liquid Level Gauge | single | 1 | WIKA | PERMAM-20909592-LL-CO2-
permamax-3300lb-HP-CO2 | 2 | Liquid Level Gauge | single | 2 | Cyl-Tel | PERMAM-22127777-DLL-CYLTEL
permamax-3300lb-HP-CO2 | 2 | Liquid Level Gauge | single | 3 | Cyl-Tel blank face | PERMAM-22125853-DLL-CYLTEL-BLANK
permamax-3300lb-HP-CO2 | 2 | Liquid Level Gauge | single | 4 | No Cyl-Tel | PERMAM-11908639-DDL-NOCYLTEL
permamax-3300lb-HP-CO2 | 3 | Gas Service Label Kit | single | 1 | Beverage | PERMAM-21093984-GSK-BEV
permamax-3300lb-HP-CO2 | 3 | Gas Service Label Kit | single | 2 | Bulk Fill | PERMAM-21093999-GSK-BULK
permamax-3300lb-HP-CO2 | 3 | Gas Service Label Kit | single | 3 | Vapor Balance | PERMAM-21239736-GSK-VAPOR
permamax-3300lb-HP-CO2 | 3 | Gas Service Label Kit | single | 4 | 125 PSI-10 (internal coil tank only) | PERMAM-21341084-PO-125-10
permamax-3300lb-HP-CO2 | 3 | Gas Service Label Kit | single | 5 | 300 PSI-10 (internal coil tank only) | PERMAM-21341085-PO-300-10
permamax-4400lb-HP-CO2 | 1 | Tank Model | single | 1 | Perma-Max 4400L HP CO2 (internal coils) | PERMAM-21336362-HP4400-CO2-IC
permamax-4400lb-HP-CO2 | 1 | Tank Model | single | 2 | Perma-Max 4400L HP CO2 (external vaporizer) | PERMAM-21448312-HP4400-CO2-VAP
permamax-4400lb-HP-CO2 | 2 | Liquid Level Gauge | single | 1 | WIKA | PERMAM-20909590-LL-CO2-
permamax-4400lb-HP-CO2 | 2 | Liquid Level Gauge | single | 2 | Cyl-Tel | PERMAM-22127777-DLL-CYLTEL
permamax-4400lb-HP-CO2 | 2 | Liquid Level Gauge | single | 3 | Cyl-Tel blank face | PERMAM-22125853-DLL-CYLTEL-BLANK
permamax-4400lb-HP-CO2 | 2 | Liquid Level Gauge | single | 4 | No Cyl-Tel | PERMAM-11908639-DLL-NOCYLTEL
permamax-4400lb-HP-CO2 | 3 | Gas Service Label Kit | single | 1 | Beverage | PERMAM-21099767-GSK-BEV
permamax-4400lb-HP-CO2 | 3 | Gas Service Label Kit | single | 2 | Bulk Fill | PERMAM-21099768-GSK-BULK
permamax-4400lb-HP-CO2 | 3 | Gas Service Label Kit | single | 3 | Vapor Balance | PERMAM-21240740-GSK-VAPOR
permamax-4400lb-HP-CO2 | 3 | Gas Service Label Kit | single | 4 | 125 PSI-10 (internal coil tank only) | PERMAM-21341086-PO-125-10-IC
permamax-4400lb-HP-CO2 | 3 | Gas Service Label Kit | single | 5 | 300 PSI-10 (internal coil tank only) | PERMAM-21341087-PO-300-10-IC
permamax-4400lb-HP-CO2 | 3 | Gas Service Label Kit | single | 6 | 125 PSI-11 (ext vap tank only) | PERMAM-21429926-PO-300-11-VAP
permamax-6000lb-HP-CO2 | 1 | Tank Model | single | 1 | Perma-Max 6000L HP CO2 (internal coils) | PERMAM-21336389-HP4400-CO2-IC
permamax-6000lb-HP-CO2 | 1 | Tank Model | single | 2 | Perma-Max 6000L HP CO2 (external vaporizer) | PERMAM-21446426-HP6000-CO2-VAP
permamax-6000lb-HP-CO2 | 2 | Operating Pressure / Relief Valve | single | 1 | 125 PSI-10 (internal coil tank only) | PERMAM-21341086-PO-125-10-IC
permamax-6000lb-HP-CO2 | 2 | Operating Pressure / Relief Valve | single | 2 | 300 PSI-10 (internal coil tank only) | PERMAM-21341087-PO-300-10-IC
permamax-6000lb-HP-CO2 | 2 | Operating Pressure / Relief Valve | single | 3 | 125 PSI-11 (ext vap tank only) | PERMAM-21429926-PO-300-11-VAP
permamax-6000lb-HP-CO2 | 3 | Liquid Level Gauge | single | 1 | WIKA | PERMAM-20909590-LL-CO2-
permamax-6000lb-HP-CO2 | 3 | Liquid Level Gauge | single | 2 | Cyl-Tel | PERMAM-22127777-DLL-CYLTEL
permamax-6000lb-HP-CO2 | 3 | Liquid Level Gauge | single | 3 | Cyl-Tel blank face | PERMAM-22125853-DLL-CYLTEL-BLANK
permamax-6000lb-HP-CO2 | 3 | Liquid Level Gauge | single | 4 | No Cyl-Tel | PERMAM-11908639-DLL-NOCYLTEL
permamax-6000lb-HP-CO2 | 4 | Gas Service Label Kit | single | 1 | Beverage | PERMAM-21099767-GSK-BEV
permamax-6000lb-HP-CO2 | 4 | Gas Service Label Kit | single | 2 | Bulk Fill | PERMAM-21099768-GSK-BULK
permamax-6000lb-HP-CO2 | 4 | Gas Service Label Kit | single | 3 | Vapor Balance | PERMAM-21240740-GSK-VAPOR
permamax-12000lb-VHP-CO2 | 1 | Tank Model | single | 1 | Perma-Max 12000 VHP CO2 (5500 Liters) SS | PERMAM-21891171-VHP12000-CO2
permamax-12000lb-VHP-CO2 | 2 | Liquid Level Gauge | single | 1 | WIKA | PERMAM-20909590-LL-CO2
permamax-12000lb-VHP-CO2 | 2 | Liquid Level Gauge | single | 2 | Cyl-Tel | PERMA-22127777-DLL-CYLTEL
permamax-12000lb-VHP-CO2 | 2 | Liquid Level Gauge | single | 3 | Cyl-Tel blank face | PERMA-22125853-DLL-CTLTEL-BLANK
permamax-12000lb-VHP-CO2 | 2 | Liquid Level Gauge | single | 4 | No Cyl-Tel | PERMA-11908639-DLL-NOCYLTEL
permamax-12000lb-VHP-CO2 | 3 | Gas Service Label Kit | single | 1 | Beverage | PERMAM-21099767-GSK-BEV
permamax-12000lb-VHP-CO2 | 3 | Gas Service Label Kit | single | 2 | 21099768 | PERMAM-20909591-LL-CO2
permamax-12000lb-VHP-CO2 | 3 | Gas Service Label Kit | single | 3 | Bulk Fill | PERMA-21099768-GSK-VAPOR
permamax-12000lb-VHP-CO2 | 3 | Gas Service Label Kit | single | 4 | 125 PSI-07 External PB Vaporizer High Pressure Application | PERMAM-21330945-PO-125-07
permamax-12000lb-VHP-CO2 | 3 | Gas Service Label Kit | single | 5 | 300 PSI-07 External PB Vaporizer High Pressure Application | PERMAM-21330943-PO-300-07
permamax-12000lb-VHP-CO2 | 3 | Gas Service Label Kit | single | 6 | 450 PSI-07 External PB Vaporizer High Pressure Application | PERMAM-21330946-PO-450-07
permamax-12000lb-VHP-CO2 | 4 | Gas Use Vaporizer | single | 1 | 1,333 SCFH | PERMA-20932460-1333-HVAP

## Add-On Options
Option # | Name | Short Description | Selection Type
1 | Exterior Stainless Steel Wall Box | For remote filling of the storage vessel. | gas-specific
2 | External Pressure-Build Vaporizer Coil | For high-pressure, high-flow gas applications. | fill-type-variant
3 | Lab/Pallet Base | Galvanized base, designed to catch or drain water. | yes-no
4 | Stainless Steel Plumbing | For high-purity applications. | yes-no
5 | Vent-Out Safety Piping | Relief valve and burst-disc safety piping for indoor installations. | yes-no-with-quantity
6 | Fill Isolation Valve Kit | Ball valve and in-line relief on fill circuit. Top-fill tanks only. | with-or-without-vent
7 | Horizontal Shipping Kit | Lays the 2000L or 3000L on its side for shipping or doorway access. | yes-no
8 | Dual Safeties & Rupture Discs | Diverter valve to swap relief valves/rupture discs without depressurizing. | yes-no
9 | Phase Line Tee Connections | Connection point for telemetry / remote level gauge. | yes-no
10 | Phase Line Isolation Valves | Isolate the liquid level gauge for service. | yes-no
11 | Dual Regulating Final Line Gas Manifolds | Single or dual manifolds; see catalog page 2A-3 for selection. | yes-no
12 | Vacuum-Jacketed Valve & Bayonet | ½" female bayonet for efficient liquid withdrawal. Specify side. | side-choice
13 | Top-Fill Bulk Fill Kit — LIN | Top-fill only. | yes-no
14 | Top-Fill Bulk Fill Kit — LOX | Top-fill only. | yes-no
15 | Top-Fill Bulk Fill Kit — ARG | Top-fill only. | yes-no
16 | FlexFill Bulk Fill Kit — LIN | FlexFill only. | yes-no
17 | FlexFill Bulk Fill Kit — LOX | FlexFill only. | yes-no
18 | FlexFill Bulk Fill Kit — ARG | FlexFill only. | yes-no

## Add-On Variants
Option # | Variant Order | Variant Label | Part Number | Notes
1 | 1 | Nitrogen | PERMA-11717285-FB-NI
1 | 2 | Argon | PERMA-11717445-FB-AR
1 | 3 | Oxygen | PERMA-11717314-FB-OX
1 | 4 | CO2 | PERMA-11929173-FB-CO2
2 | 1 | Top Fill | PERMA-14640172-PBVAP | Field install only — option is in the 07 plumbing option
2 | 2 | FlexFill | PERMA-120805383-PBVAP | Pair with the 03 option or for field install
3 | 1 | Pallet Base | PERMA-20902368-PALLET
4 | 0 | (no variants) |  | Yes/No only
5 | 1 | 450L–5500L MP | PERMA-11719281-VOSP | Qty 2 required when selected
5 | 2 | 5500L & 7000L VHP | PERMA-21578408-VOSP | Qty 1 required when selected
6 | 1 | Without vent | PERMA-20667198-FIVK
6 | 2 | With vent | PERMA-20861607-FIVK
7 | 1 | Horizontal Shipping Kit | PERMA-20977389-HZSK
8 | 0 | (no variants) |  | Yes/No only
9 | 1 | Phase Line Tee Connections | PERMA-21744981-PLTC
10 | 1 | Phase Line Isolation Valves | PERMA-20837224-PLIV
11 | 0 | (no variants) |  | Yes/No only
12 | 1 | Left-hand | (see tank's VJ-L description part #)
12 | 2 | Right-hand | (see tank's VJ-R description part #)
13 | 1 | LIN | PERMA-21106307-BFK-NI
14 | 1 | LOX | PERMA-21106305-BFK-OX
15 | 1 | ARG | PERMA-21122257-BFK-AR
16 | 1 | LIN | PERMA-21106310-BFK-NI
17 | 1 | LOX | PERMA-21106309-BFK-OX
18 | 1 | ARG | PERMA-21106306-BFK-AR

## Applicability
Tank ID | Option # | Option Name | Applies | Standard (Auto-Include) | Notes
230L-HP-TF | 1 | Exterior Stainless Steel Wall Box | TRUE | FALSE | Optional
230L-HP-TF | 2 | External Pressure-Build Vaporizer Coil | FALSE | FALSE | Not offered for this model
230L-HP-TF | 3 | Lab/Pallet Base | FALSE | FALSE | N/A for this model
230L-HP-TF | 4 | Stainless Steel Plumbing | FALSE | FALSE | Not offered for this model
230L-HP-TF | 5 | Vent-Out Safety Piping | TRUE | FALSE | Optional. If yes: MP tanks need qty 2; 5500/7000 VHP need qty 1.
230L-HP-TF | 6 | Fill Isolation Valve Kit | TRUE | FALSE | Optional. Choose with-vent or without-vent.
230L-HP-TF | 7 | Horizontal Shipping Kit | FALSE | FALSE | Only for 2000L & 3000L
230L-HP-TF | 8 | Dual Safeties & Rupture Discs | TRUE | FALSE | Optional
230L-HP-TF | 9 | Phase Line Tee Connections | TRUE | FALSE | Optional
230L-HP-TF | 10 | Phase Line Isolation Valves | TRUE | FALSE | Optional
230L-HP-TF | 11 | Dual Regulating Final Line Gas Manifolds | TRUE | FALSE | Optional. See catalog page 2A-3 for single/dual selection.
230L-HP-TF | 12 | Vacuum-Jacketed Valve & Bayonet | FALSE | FALSE | Not offered for this model
230L-HP-TF | 13 | Top-Fill Bulk Fill Kit — LIN | TRUE | FALSE | Optional. Match to gas service.
230L-HP-TF | 14 | Top-Fill Bulk Fill Kit — LOX | TRUE | FALSE | Optional. Match to gas service.
230L-HP-TF | 15 | Top-Fill Bulk Fill Kit — ARG | TRUE | FALSE | Optional. Match to gas service.
230L-HP-TF | 16 | FlexFill Bulk Fill Kit — LIN | FALSE | FALSE | FlexFill only
230L-HP-TF | 17 | FlexFill Bulk Fill Kit — LOX | FALSE | FALSE | FlexFill only
230L-HP-TF | 18 | FlexFill Bulk Fill Kit — ARG | FALSE | FALSE | FlexFill only
450L-HP-DOT | 1 | Exterior Stainless Steel Wall Box | TRUE | FALSE | Optional
450L-HP-DOT | 2 | External Pressure-Build Vaporizer Coil | FALSE | FALSE | Not offered for this model
450L-HP-DOT | 3 | Lab/Pallet Base | TRUE | FALSE | Optional
450L-HP-DOT | 4 | Stainless Steel Plumbing | FALSE | FALSE | Not offered for this model
450L-HP-DOT | 5 | Vent-Out Safety Piping | TRUE | FALSE | Optional. If yes: MP tanks need qty 2; 5500/7000 VHP need qty 1.
450L-HP-DOT | 6 | Fill Isolation Valve Kit | TRUE | FALSE | Optional. Choose with-vent or without-vent.
450L-HP-DOT | 7 | Horizontal Shipping Kit | FALSE | FALSE | Only for 2000L & 3000L
450L-HP-DOT | 8 | Dual Safeties & Rupture Discs | TRUE | FALSE | Optional
450L-HP-DOT | 9 | Phase Line Tee Connections | TRUE | FALSE | Optional
450L-HP-DOT | 10 | Phase Line Isolation Valves | TRUE | FALSE | Optional
450L-HP-DOT | 11 | Dual Regulating Final Line Gas Manifolds | TRUE | FALSE | Optional. See catalog page 2A-3 for single/dual selection.
450L-HP-DOT | 12 | Vacuum-Jacketed Valve & Bayonet | FALSE | FALSE | Not offered for this model
450L-HP-DOT | 13 | Top-Fill Bulk Fill Kit — LIN | TRUE | FALSE | Optional. Match to gas service.
450L-HP-DOT | 14 | Top-Fill Bulk Fill Kit — LOX | TRUE | FALSE | Optional. Match to gas service.
450L-HP-DOT | 15 | Top-Fill Bulk Fill Kit — ARG | TRUE | FALSE | Optional. Match to gas service.
450L-HP-DOT | 16 | FlexFill Bulk Fill Kit — LIN | FALSE | FALSE | FlexFill only
450L-HP-DOT | 17 | FlexFill Bulk Fill Kit — LOX | FALSE | FALSE | FlexFill only
450L-HP-DOT | 18 | FlexFill Bulk Fill Kit — ARG | FALSE | FALSE | FlexFill only
450L-HP-ASME | 1 | Exterior Stainless Steel Wall Box | TRUE | FALSE | Optional
450L-HP-ASME | 2 | External Pressure-Build Vaporizer Coil | FALSE | FALSE | Not offered for this model
450L-HP-ASME | 3 | Lab/Pallet Base | TRUE | FALSE | Optional
450L-HP-ASME | 4 | Stainless Steel Plumbing | FALSE | FALSE | Not offered for this model
450L-HP-ASME | 5 | Vent-Out Safety Piping | TRUE | FALSE | Optional. If yes: MP tanks need qty 2; 5500/7000 VHP need qty 1.
450L-HP-ASME | 6 | Fill Isolation Valve Kit | TRUE | FALSE | Optional. Choose with-vent or without-vent.
450L-HP-ASME | 7 | Horizontal Shipping Kit | FALSE | FALSE | Only for 2000L & 3000L
450L-HP-ASME | 8 | Dual Safeties & Rupture Discs | TRUE | FALSE | Optional
450L-HP-ASME | 9 | Phase Line Tee Connections | TRUE | FALSE | Optional
450L-HP-ASME | 10 | Phase Line Isolation Valves | TRUE | FALSE | Optional
450L-HP-ASME | 11 | Dual Regulating Final Line Gas Manifolds | TRUE | FALSE | Optional. See catalog page 2A-3 for single/dual selection.
450L-HP-ASME | 12 | Vacuum-Jacketed Valve & Bayonet | FALSE | FALSE | Not offered for this model
450L-HP-ASME | 13 | Top-Fill Bulk Fill Kit — LIN | TRUE | FALSE | Optional. Match to gas service.
450L-HP-ASME | 14 | Top-Fill Bulk Fill Kit — LOX | TRUE | FALSE | Optional. Match to gas service.
450L-HP-ASME | 15 | Top-Fill Bulk Fill Kit — ARG | TRUE | FALSE | Optional. Match to gas service.
450L-HP-ASME | 16 | FlexFill Bulk Fill Kit — LIN | FALSE | FALSE | FlexFill only
450L-HP-ASME | 17 | FlexFill Bulk Fill Kit — LOX | FALSE | FALSE | FlexFill only
450L-HP-ASME | 18 | FlexFill Bulk Fill Kit — ARG | FALSE | FALSE | FlexFill only
450L-VHP-DOT | 1 | Exterior Stainless Steel Wall Box | TRUE | FALSE | Optional
450L-VHP-DOT | 2 | External Pressure-Build Vaporizer Coil | FALSE | FALSE | Not offered for this model
450L-VHP-DOT | 3 | Lab/Pallet Base | TRUE | FALSE | Optional
450L-VHP-DOT | 4 | Stainless Steel Plumbing | FALSE | FALSE | Not offered for this model
450L-VHP-DOT | 5 | Vent-Out Safety Piping | TRUE | FALSE | Optional. If yes: MP tanks need qty 2; 5500/7000 VHP need qty 1.
450L-VHP-DOT | 6 | Fill Isolation Valve Kit | TRUE | FALSE | Optional. Choose with-vent or without-vent.
450L-VHP-DOT | 7 | Horizontal Shipping Kit | FALSE | FALSE | Only for 2000L & 3000L
450L-VHP-DOT | 8 | Dual Safeties & Rupture Discs | TRUE | FALSE | Optional
450L-VHP-DOT | 9 | Phase Line Tee Connections | TRUE | FALSE | Optional
450L-VHP-DOT | 10 | Phase Line Isolation Valves | TRUE | FALSE | Optional
450L-VHP-DOT | 11 | Dual Regulating Final Line Gas Manifolds | TRUE | FALSE | Optional. See catalog page 2A-3 for single/dual selection.
450L-VHP-DOT | 12 | Vacuum-Jacketed Valve & Bayonet | FALSE | FALSE | Not offered for this model
450L-VHP-DOT | 13 | Top-Fill Bulk Fill Kit — LIN | TRUE | FALSE | Optional. Match to gas service.
450L-VHP-DOT | 14 | Top-Fill Bulk Fill Kit — LOX | TRUE | FALSE | Optional. Match to gas service.
450L-VHP-DOT | 15 | Top-Fill Bulk Fill Kit — ARG | TRUE | FALSE | Optional. Match to gas service.
450L-VHP-DOT | 16 | FlexFill Bulk Fill Kit — LIN | FALSE | FALSE | FlexFill only
450L-VHP-DOT | 17 | FlexFill Bulk Fill Kit — LOX | FALSE | FALSE | FlexFill only
450L-VHP-DOT | 18 | FlexFill Bulk Fill Kit — ARG | FALSE | FALSE | FlexFill only
450L-VHP-ASME | 1 | Exterior Stainless Steel Wall Box | TRUE | FALSE | Optional
450L-VHP-ASME | 2 | External Pressure-Build Vaporizer Coil | FALSE | FALSE | Not offered for this model
450L-VHP-ASME | 3 | Lab/Pallet Base | TRUE | FALSE | Optional
450L-VHP-ASME | 4 | Stainless Steel Plumbing | FALSE | FALSE | Not offered for this model
450L-VHP-ASME | 5 | Vent-Out Safety Piping | TRUE | FALSE | Optional. If yes: MP tanks need qty 2; 5500/7000 VHP need qty 1.
450L-VHP-ASME | 6 | Fill Isolation Valve Kit | TRUE | FALSE | Optional. Choose with-vent or without-vent.
450L-VHP-ASME | 7 | Horizontal Shipping Kit | FALSE | FALSE | Only for 2000L & 3000L
450L-VHP-ASME | 8 | Dual Safeties & Rupture Discs | TRUE | FALSE | Optional
450L-VHP-ASME | 9 | Phase Line Tee Connections | TRUE | FALSE | Optional
450L-VHP-ASME | 10 | Phase Line Isolation Valves | TRUE | FALSE | Optional
450L-VHP-ASME | 11 | Dual Regulating Final Line Gas Manifolds | TRUE | FALSE | Optional. See catalog page 2A-3 for single/dual selection.
450L-VHP-ASME | 12 | Vacuum-Jacketed Valve & Bayonet | FALSE | FALSE | Not offered for this model
450L-VHP-ASME | 13 | Top-Fill Bulk Fill Kit — LIN | TRUE | FALSE | Optional. Match to gas service.
450L-VHP-ASME | 14 | Top-Fill Bulk Fill Kit — LOX | TRUE | FALSE | Optional. Match to gas service.
450L-VHP-ASME | 15 | Top-Fill Bulk Fill Kit — ARG | TRUE | FALSE | Optional. Match to gas service.
450L-VHP-ASME | 16 | FlexFill Bulk Fill Kit — LIN | FALSE | FALSE | FlexFill only
450L-VHP-ASME | 17 | FlexFill Bulk Fill Kit — LOX | FALSE | FALSE | FlexFill only
450L-VHP-ASME | 18 | FlexFill Bulk Fill Kit — ARG | FALSE | FALSE | FlexFill only
450L-ZX-VHP | 1 | Exterior Stainless Steel Wall Box | TRUE | FALSE | Optional
450L-ZX-VHP | 2 | External Pressure-Build Vaporizer Coil | FALSE | FALSE | Not offered for this model
450L-ZX-VHP | 3 | Lab/Pallet Base | TRUE | FALSE | Optional
450L-ZX-VHP | 4 | Stainless Steel Plumbing | FALSE | FALSE | Not offered for this model
450L-ZX-VHP | 5 | Vent-Out Safety Piping | TRUE | FALSE | Optional. If yes: MP tanks need qty 2; 5500/7000 VHP need qty 1.
450L-ZX-VHP | 6 | Fill Isolation Valve Kit | FALSE | FALSE | Top-fill only
450L-ZX-VHP | 7 | Horizontal Shipping Kit | FALSE | FALSE | Only for 2000L & 3000L
450L-ZX-VHP | 8 | Dual Safeties & Rupture Discs | TRUE | FALSE | Optional
450L-ZX-VHP | 9 | Phase Line Tee Connections | TRUE | FALSE | Optional
450L-ZX-VHP | 10 | Phase Line Isolation Valves | TRUE | FALSE | Optional
450L-ZX-VHP | 11 | Dual Regulating Final Line Gas Manifolds | TRUE | FALSE | Optional. See catalog page 2A-3 for single/dual selection.
450L-ZX-VHP | 12 | Vacuum-Jacketed Valve & Bayonet | FALSE | FALSE | Not offered for this model
450L-ZX-VHP | 13 | Top-Fill Bulk Fill Kit — LIN | FALSE | FALSE | Top-fill only
450L-ZX-VHP | 14 | Top-Fill Bulk Fill Kit — LOX | FALSE | FALSE | Top-fill only
450L-ZX-VHP | 15 | Top-Fill Bulk Fill Kit — ARG | FALSE | FALSE | Top-fill only
450L-ZX-VHP | 16 | FlexFill Bulk Fill Kit — LIN | FALSE | FALSE | FlexFill only
450L-ZX-VHP | 17 | FlexFill Bulk Fill Kit — LOX | FALSE | FALSE | FlexFill only
450L-ZX-VHP | 18 | FlexFill Bulk Fill Kit — ARG | FALSE | FALSE | FlexFill only
700L-HP-TF | 1 | Exterior Stainless Steel Wall Box | TRUE | FALSE | Optional
700L-HP-TF | 2 | External Pressure-Build Vaporizer Coil | FALSE | FALSE | Not offered for this model
700L-HP-TF | 3 | Lab/Pallet Base | TRUE | FALSE | Optional
700L-HP-TF | 4 | Stainless Steel Plumbing | FALSE | FALSE | Not offered for this model
700L-HP-TF | 5 | Vent-Out Safety Piping | TRUE | FALSE | Optional. If yes: MP tanks need qty 2; 5500/7000 VHP need qty 1.
700L-HP-TF | 6 | Fill Isolation Valve Kit | TRUE | FALSE | Optional. Choose with-vent or without-vent.
700L-HP-TF | 7 | Horizontal Shipping Kit | FALSE | FALSE | Only for 2000L & 3000L
700L-HP-TF | 8 | Dual Safeties & Rupture Discs | TRUE | FALSE | Optional
700L-HP-TF | 9 | Phase Line Tee Connections | TRUE | FALSE | Optional
700L-HP-TF | 10 | Phase Line Isolation Valves | TRUE | FALSE | Optional
700L-HP-TF | 11 | Dual Regulating Final Line Gas Manifolds | TRUE | FALSE | Optional. See catalog page 2A-3 for single/dual selection.
700L-HP-TF | 12 | Vacuum-Jacketed Valve & Bayonet | FALSE | FALSE | Not offered for this model
700L-HP-TF | 13 | Top-Fill Bulk Fill Kit — LIN | TRUE | FALSE | Optional. Match to gas service.
700L-HP-TF | 14 | Top-Fill Bulk Fill Kit — LOX | TRUE | FALSE | Optional. Match to gas service.
700L-HP-TF | 15 | Top-Fill Bulk Fill Kit — ARG | TRUE | FALSE | Optional. Match to gas service.
700L-HP-TF | 16 | FlexFill Bulk Fill Kit — LIN | FALSE | FALSE | FlexFill only
700L-HP-TF | 17 | FlexFill Bulk Fill Kit — LOX | FALSE | FALSE | FlexFill only
700L-HP-TF | 18 | FlexFill Bulk Fill Kit — ARG | FALSE | FALSE | FlexFill only
1000L-HP-TF | 1 | Exterior Stainless Steel Wall Box | TRUE | FALSE | Optional
1000L-HP-TF | 2 | External Pressure-Build Vaporizer Coil | FALSE | FALSE | Not offered for this model
1000L-HP-TF | 3 | Lab/Pallet Base | TRUE | TRUE | Standard on this model
1000L-HP-TF | 4 | Stainless Steel Plumbing | FALSE | FALSE | Not offered for this model
1000L-HP-TF | 5 | Vent-Out Safety Piping | TRUE | FALSE | Optional. If yes: MP tanks need qty 2; 5500/7000 VHP need qty 1.
1000L-HP-TF | 6 | Fill Isolation Valve Kit | TRUE | FALSE | Optional. Choose with-vent or without-vent.
1000L-HP-TF | 7 | Horizontal Shipping Kit | FALSE | FALSE | Only for 2000L & 3000L
1000L-HP-TF | 8 | Dual Safeties & Rupture Discs | TRUE | FALSE | Optional
1000L-HP-TF | 9 | Phase Line Tee Connections | TRUE | FALSE | Optional
1000L-HP-TF | 10 | Phase Line Isolation Valves | TRUE | FALSE | Optional
1000L-HP-TF | 11 | Dual Regulating Final Line Gas Manifolds | TRUE | FALSE | Optional. See catalog page 2A-3 for single/dual selection.
1000L-HP-TF | 12 | Vacuum-Jacketed Valve & Bayonet | TRUE | FALSE | Optional. Specify left or right side.
1000L-HP-TF | 13 | Top-Fill Bulk Fill Kit — LIN | TRUE | FALSE | Optional. Match to gas service.
1000L-HP-TF | 14 | Top-Fill Bulk Fill Kit — LOX | TRUE | FALSE | Optional. Match to gas service.
1000L-HP-TF | 15 | Top-Fill Bulk Fill Kit — ARG | TRUE | FALSE | Optional. Match to gas service.
1000L-HP-TF | 16 | FlexFill Bulk Fill Kit — LIN | FALSE | FALSE | FlexFill only
1000L-HP-TF | 17 | FlexFill Bulk Fill Kit — LOX | FALSE | FALSE | FlexFill only
1000L-HP-TF | 18 | FlexFill Bulk Fill Kit — ARG | FALSE | FALSE | FlexFill only
1000L-VHP-TF | 1 | Exterior Stainless Steel Wall Box | TRUE | FALSE | Optional
1000L-VHP-TF | 2 | External Pressure-Build Vaporizer Coil | TRUE | FALSE | Optional
1000L-VHP-TF | 3 | Lab/Pallet Base | TRUE | TRUE | Standard on this model
1000L-VHP-TF | 4 | Stainless Steel Plumbing | TRUE | FALSE | Optional
1000L-VHP-TF | 5 | Vent-Out Safety Piping | TRUE | FALSE | Optional. If yes: MP tanks need qty 2; 5500/7000 VHP need qty 1.
1000L-VHP-TF | 6 | Fill Isolation Valve Kit | TRUE | FALSE | Optional. Choose with-vent or without-vent.
1000L-VHP-TF | 7 | Horizontal Shipping Kit | FALSE | FALSE | Only for 2000L & 3000L
1000L-VHP-TF | 8 | Dual Safeties & Rupture Discs | TRUE | FALSE | Optional
1000L-VHP-TF | 9 | Phase Line Tee Connections | TRUE | FALSE | Optional
1000L-VHP-TF | 10 | Phase Line Isolation Valves | TRUE | FALSE | Optional
1000L-VHP-TF | 11 | Dual Regulating Final Line Gas Manifolds | TRUE | FALSE | Optional. See catalog page 2A-3 for single/dual selection.
1000L-VHP-TF | 12 | Vacuum-Jacketed Valve & Bayonet | FALSE | FALSE | Not offered for this model
1000L-VHP-TF | 13 | Top-Fill Bulk Fill Kit — LIN | TRUE | FALSE | Optional. Match to gas service.
1000L-VHP-TF | 14 | Top-Fill Bulk Fill Kit — LOX | TRUE | FALSE | Optional. Match to gas service.
1000L-VHP-TF | 15 | Top-Fill Bulk Fill Kit — ARG | TRUE | FALSE | Optional. Match to gas service.
1000L-VHP-TF | 16 | FlexFill Bulk Fill Kit — LIN | FALSE | FALSE | FlexFill only
1000L-VHP-TF | 17 | FlexFill Bulk Fill Kit — LOX | FALSE | FALSE | FlexFill only
1000L-VHP-TF | 18 | FlexFill Bulk Fill Kit — ARG | FALSE | FALSE | FlexFill only
1000L-VHP-FF | 1 | Exterior Stainless Steel Wall Box | TRUE | FALSE | Optional
1000L-VHP-FF | 2 | External Pressure-Build Vaporizer Coil | TRUE | FALSE | Optional
1000L-VHP-FF | 3 | Lab/Pallet Base | TRUE | TRUE | Standard on this model
1000L-VHP-FF | 4 | Stainless Steel Plumbing | TRUE | FALSE | Optional
1000L-VHP-FF | 5 | Vent-Out Safety Piping | TRUE | FALSE | Optional. If yes: MP tanks need qty 2; 5500/7000 VHP need qty 1.
1000L-VHP-FF | 6 | Fill Isolation Valve Kit | FALSE | FALSE | Top-fill only
1000L-VHP-FF | 7 | Horizontal Shipping Kit | FALSE | FALSE | Only for 2000L & 3000L
1000L-VHP-FF | 8 | Dual Safeties & Rupture Discs | TRUE | TRUE | Standard
1000L-VHP-FF | 9 | Phase Line Tee Connections | TRUE | FALSE | Optional
1000L-VHP-FF | 10 | Phase Line Isolation Valves | TRUE | FALSE | Optional
1000L-VHP-FF | 11 | Dual Regulating Final Line Gas Manifolds | TRUE | FALSE | Optional. See catalog page 2A-3 for single/dual selection.
1000L-VHP-FF | 12 | Vacuum-Jacketed Valve & Bayonet | FALSE | FALSE | Not offered for this model
1000L-VHP-FF | 13 | Top-Fill Bulk Fill Kit — LIN | FALSE | FALSE | Top-fill only
1000L-VHP-FF | 14 | Top-Fill Bulk Fill Kit — LOX | FALSE | FALSE | Top-fill only
1000L-VHP-FF | 15 | Top-Fill Bulk Fill Kit — ARG | FALSE | FALSE | Top-fill only
1000L-VHP-FF | 16 | FlexFill Bulk Fill Kit — LIN | TRUE | FALSE | Optional. Match to gas service.
1000L-VHP-FF | 17 | FlexFill Bulk Fill Kit — LOX | TRUE | FALSE | Optional. Match to gas service.
1000L-VHP-FF | 18 | FlexFill Bulk Fill Kit — ARG | TRUE | FALSE | Optional. Match to gas service.
1500L-HP-TF | 1 | Exterior Stainless Steel Wall Box | TRUE | FALSE | Optional
1500L-HP-TF | 2 | External Pressure-Build Vaporizer Coil | FALSE | FALSE | Not offered for this model
1500L-HP-TF | 3 | Lab/Pallet Base | TRUE | TRUE | Standard on this model
1500L-HP-TF | 4 | Stainless Steel Plumbing | FALSE | FALSE | Not offered for this model
1500L-HP-TF | 5 | Vent-Out Safety Piping | TRUE | FALSE | Optional. If yes: MP tanks need qty 2; 5500/7000 VHP need qty 1.
1500L-HP-TF | 6 | Fill Isolation Valve Kit | TRUE | FALSE | Optional. Choose with-vent or without-vent.
1500L-HP-TF | 7 | Horizontal Shipping Kit | FALSE | FALSE | Only for 2000L & 3000L
1500L-HP-TF | 8 | Dual Safeties & Rupture Discs | TRUE | FALSE | Optional
1500L-HP-TF | 9 | Phase Line Tee Connections | TRUE | FALSE | Optional
1500L-HP-TF | 10 | Phase Line Isolation Valves | TRUE | FALSE | Optional
1500L-HP-TF | 11 | Dual Regulating Final Line Gas Manifolds | TRUE | FALSE | Optional. See catalog page 2A-3 for single/dual selection.
1500L-HP-TF | 12 | Vacuum-Jacketed Valve & Bayonet | TRUE | FALSE | Optional. Specify left or right side.
1500L-HP-TF | 13 | Top-Fill Bulk Fill Kit — LIN | TRUE | FALSE | Optional. Match to gas service.
1500L-HP-TF | 14 | Top-Fill Bulk Fill Kit — LOX | TRUE | FALSE | Optional. Match to gas service.
1500L-HP-TF | 15 | Top-Fill Bulk Fill Kit — ARG | TRUE | FALSE | Optional. Match to gas service.
1500L-HP-TF | 16 | FlexFill Bulk Fill Kit — LIN | FALSE | FALSE | FlexFill only
1500L-HP-TF | 17 | FlexFill Bulk Fill Kit — LOX | FALSE | FALSE | FlexFill only
1500L-HP-TF | 18 | FlexFill Bulk Fill Kit — ARG | FALSE | FALSE | FlexFill only
1500L-VHP-TF | 1 | Exterior Stainless Steel Wall Box | TRUE | FALSE | Optional
1500L-VHP-TF | 2 | External Pressure-Build Vaporizer Coil | TRUE | FALSE | Optional
1500L-VHP-TF | 3 | Lab/Pallet Base | TRUE | TRUE | Standard on this model
1500L-VHP-TF | 4 | Stainless Steel Plumbing | FALSE | FALSE | Not offered for this model
1500L-VHP-TF | 5 | Vent-Out Safety Piping | TRUE | FALSE | Optional. If yes: MP tanks need qty 2; 5500/7000 VHP need qty 1.
1500L-VHP-TF | 6 | Fill Isolation Valve Kit | TRUE | FALSE | Optional. Choose with-vent or without-vent.
1500L-VHP-TF | 7 | Horizontal Shipping Kit | FALSE | FALSE | Only for 2000L & 3000L
1500L-VHP-TF | 8 | Dual Safeties & Rupture Discs | TRUE | FALSE | Optional
1500L-VHP-TF | 9 | Phase Line Tee Connections | TRUE | FALSE | Optional
1500L-VHP-TF | 10 | Phase Line Isolation Valves | TRUE | FALSE | Optional
1500L-VHP-TF | 11 | Dual Regulating Final Line Gas Manifolds | TRUE | FALSE | Optional. See catalog page 2A-3 for single/dual selection.
1500L-VHP-TF | 12 | Vacuum-Jacketed Valve & Bayonet | FALSE | FALSE | Not offered for this model
1500L-VHP-TF | 13 | Top-Fill Bulk Fill Kit — LIN | TRUE | FALSE | Optional. Match to gas service.
1500L-VHP-TF | 14 | Top-Fill Bulk Fill Kit — LOX | TRUE | FALSE | Optional. Match to gas service.
1500L-VHP-TF | 15 | Top-Fill Bulk Fill Kit — ARG | TRUE | FALSE | Optional. Match to gas service.
1500L-VHP-TF | 16 | FlexFill Bulk Fill Kit — LIN | FALSE | FALSE | FlexFill only
1500L-VHP-TF | 17 | FlexFill Bulk Fill Kit — LOX | FALSE | FALSE | FlexFill only
1500L-VHP-TF | 18 | FlexFill Bulk Fill Kit — ARG | FALSE | FALSE | FlexFill only
1500L-VHP-FF | 1 | Exterior Stainless Steel Wall Box | TRUE | FALSE | Optional
1500L-VHP-FF | 2 | External Pressure-Build Vaporizer Coil | TRUE | FALSE | Optional
1500L-VHP-FF | 3 | Lab/Pallet Base | TRUE | TRUE | Standard on this model
1500L-VHP-FF | 4 | Stainless Steel Plumbing | FALSE | FALSE | Not offered for this model
1500L-VHP-FF | 5 | Vent-Out Safety Piping | TRUE | FALSE | Optional. If yes: MP tanks need qty 2; 5500/7000 VHP need qty 1.
1500L-VHP-FF | 6 | Fill Isolation Valve Kit | FALSE | FALSE | Top-fill only
1500L-VHP-FF | 7 | Horizontal Shipping Kit | FALSE | FALSE | Only for 2000L & 3000L
1500L-VHP-FF | 8 | Dual Safeties & Rupture Discs | TRUE | TRUE | Standard
1500L-VHP-FF | 9 | Phase Line Tee Connections | TRUE | FALSE | Optional
1500L-VHP-FF | 10 | Phase Line Isolation Valves | TRUE | FALSE | Optional
1500L-VHP-FF | 11 | Dual Regulating Final Line Gas Manifolds | TRUE | FALSE | Optional. See catalog page 2A-3 for single/dual selection.
1500L-VHP-FF | 12 | Vacuum-Jacketed Valve & Bayonet | FALSE | FALSE | Not offered for this model
1500L-VHP-FF | 13 | Top-Fill Bulk Fill Kit — LIN | FALSE | FALSE | Top-fill only
1500L-VHP-FF | 14 | Top-Fill Bulk Fill Kit — LOX | FALSE | FALSE | Top-fill only
1500L-VHP-FF | 15 | Top-Fill Bulk Fill Kit — ARG | FALSE | FALSE | Top-fill only
1500L-VHP-FF | 16 | FlexFill Bulk Fill Kit — LIN | TRUE | FALSE | Optional. Match to gas service.
1500L-VHP-FF | 17 | FlexFill Bulk Fill Kit — LOX | TRUE | FALSE | Optional. Match to gas service.
1500L-VHP-FF | 18 | FlexFill Bulk Fill Kit — ARG | TRUE | FALSE | Optional. Match to gas service.
1500L-ZX-VHP | 1 | Exterior Stainless Steel Wall Box | TRUE | FALSE | Optional
1500L-ZX-VHP | 2 | External Pressure-Build Vaporizer Coil | FALSE | FALSE | Not offered for this model
1500L-ZX-VHP | 3 | Lab/Pallet Base | TRUE | TRUE | Standard on this model
1500L-ZX-VHP | 4 | Stainless Steel Plumbing | FALSE | FALSE | Not offered for this model
1500L-ZX-VHP | 5 | Vent-Out Safety Piping | TRUE | FALSE | Optional. If yes: MP tanks need qty 2; 5500/7000 VHP need qty 1.
1500L-ZX-VHP | 6 | Fill Isolation Valve Kit | FALSE | FALSE | Top-fill only
1500L-ZX-VHP | 7 | Horizontal Shipping Kit | FALSE | FALSE | Only for 2000L & 3000L
1500L-ZX-VHP | 8 | Dual Safeties & Rupture Discs | TRUE | FALSE | Optional
1500L-ZX-VHP | 9 | Phase Line Tee Connections | TRUE | FALSE | Optional
1500L-ZX-VHP | 10 | Phase Line Isolation Valves | TRUE | FALSE | Optional
1500L-ZX-VHP | 11 | Dual Regulating Final Line Gas Manifolds | TRUE | FALSE | Optional. See catalog page 2A-3 for single/dual selection.
1500L-ZX-VHP | 12 | Vacuum-Jacketed Valve & Bayonet | FALSE | FALSE | Not offered for this model
1500L-ZX-VHP | 13 | Top-Fill Bulk Fill Kit — LIN | FALSE | FALSE | Top-fill only
1500L-ZX-VHP | 14 | Top-Fill Bulk Fill Kit — LOX | FALSE | FALSE | Top-fill only
1500L-ZX-VHP | 15 | Top-Fill Bulk Fill Kit — ARG | FALSE | FALSE | Top-fill only
1500L-ZX-VHP | 16 | FlexFill Bulk Fill Kit — LIN | FALSE | FALSE | FlexFill only
1500L-ZX-VHP | 17 | FlexFill Bulk Fill Kit — LOX | FALSE | FALSE | FlexFill only
1500L-ZX-VHP | 18 | FlexFill Bulk Fill Kit — ARG | FALSE | FALSE | FlexFill only
2000L-HP-TF | 1 | Exterior Stainless Steel Wall Box | TRUE | FALSE | Optional
2000L-HP-TF | 2 | External Pressure-Build Vaporizer Coil | TRUE | FALSE | Optional
2000L-HP-TF | 3 | Lab/Pallet Base | TRUE | TRUE | Standard on this model
2000L-HP-TF | 4 | Stainless Steel Plumbing | FALSE | FALSE | Not offered for this model
2000L-HP-TF | 5 | Vent-Out Safety Piping | TRUE | FALSE | Optional. If yes: MP tanks need qty 2; 5500/7000 VHP need qty 1.
2000L-HP-TF | 6 | Fill Isolation Valve Kit | TRUE | FALSE | Optional. Choose with-vent or without-vent.
2000L-HP-TF | 7 | Horizontal Shipping Kit | TRUE | FALSE | Optional
2000L-HP-TF | 8 | Dual Safeties & Rupture Discs | TRUE | FALSE | Optional
2000L-HP-TF | 9 | Phase Line Tee Connections | TRUE | FALSE | Optional
2000L-HP-TF | 10 | Phase Line Isolation Valves | TRUE | FALSE | Optional
2000L-HP-TF | 11 | Dual Regulating Final Line Gas Manifolds | TRUE | FALSE | Optional. See catalog page 2A-3 for single/dual selection.
2000L-HP-TF | 12 | Vacuum-Jacketed Valve & Bayonet | TRUE | FALSE | Optional. Specify left or right side.
2000L-HP-TF | 13 | Top-Fill Bulk Fill Kit — LIN | TRUE | FALSE | Optional. Match to gas service.
2000L-HP-TF | 14 | Top-Fill Bulk Fill Kit — LOX | TRUE | FALSE | Optional. Match to gas service.
2000L-HP-TF | 15 | Top-Fill Bulk Fill Kit — ARG | TRUE | FALSE | Optional. Match to gas service.
2000L-HP-TF | 16 | FlexFill Bulk Fill Kit — LIN | FALSE | FALSE | FlexFill only
2000L-HP-TF | 17 | FlexFill Bulk Fill Kit — LOX | FALSE | FALSE | FlexFill only
2000L-HP-TF | 18 | FlexFill Bulk Fill Kit — ARG | FALSE | FALSE | FlexFill only
2000L-HP-FF | 1 | Exterior Stainless Steel Wall Box | TRUE | FALSE | Optional
2000L-HP-FF | 2 | External Pressure-Build Vaporizer Coil | TRUE | FALSE | Optional
2000L-HP-FF | 3 | Lab/Pallet Base | TRUE | TRUE | Standard on this model
2000L-HP-FF | 4 | Stainless Steel Plumbing | FALSE | FALSE | Not offered for this model
2000L-HP-FF | 5 | Vent-Out Safety Piping | TRUE | FALSE | Optional. If yes: MP tanks need qty 2; 5500/7000 VHP need qty 1.
2000L-HP-FF | 6 | Fill Isolation Valve Kit | FALSE | FALSE | Top-fill only
2000L-HP-FF | 7 | Horizontal Shipping Kit | TRUE | FALSE | Optional
2000L-HP-FF | 8 | Dual Safeties & Rupture Discs | TRUE | TRUE | Standard
2000L-HP-FF | 9 | Phase Line Tee Connections | TRUE | FALSE | Optional
2000L-HP-FF | 10 | Phase Line Isolation Valves | TRUE | FALSE | Optional
2000L-HP-FF | 11 | Dual Regulating Final Line Gas Manifolds | TRUE | FALSE | Optional. See catalog page 2A-3 for single/dual selection.
2000L-HP-FF | 12 | Vacuum-Jacketed Valve & Bayonet | TRUE | FALSE | Optional. Specify left or right side.
2000L-HP-FF | 13 | Top-Fill Bulk Fill Kit — LIN | FALSE | FALSE | Top-fill only
2000L-HP-FF | 14 | Top-Fill Bulk Fill Kit — LOX | FALSE | FALSE | Top-fill only
2000L-HP-FF | 15 | Top-Fill Bulk Fill Kit — ARG | FALSE | FALSE | Top-fill only
2000L-HP-FF | 16 | FlexFill Bulk Fill Kit — LIN | TRUE | FALSE | Optional. Match to gas service.
2000L-HP-FF | 17 | FlexFill Bulk Fill Kit — LOX | TRUE | FALSE | Optional. Match to gas service.
2000L-HP-FF | 18 | FlexFill Bulk Fill Kit — ARG | TRUE | FALSE | Optional. Match to gas service.
2000L-VHP-TF | 1 | Exterior Stainless Steel Wall Box | TRUE | FALSE | Optional
2000L-VHP-TF | 2 | External Pressure-Build Vaporizer Coil | FALSE | FALSE | Not offered for this model
2000L-VHP-TF | 3 | Lab/Pallet Base | TRUE | TRUE | Standard on this model
2000L-VHP-TF | 4 | Stainless Steel Plumbing | FALSE | FALSE | Not offered for this model
2000L-VHP-TF | 5 | Vent-Out Safety Piping | TRUE | FALSE | Optional. If yes: MP tanks need qty 2; 5500/7000 VHP need qty 1.
2000L-VHP-TF | 6 | Fill Isolation Valve Kit | TRUE | FALSE | Optional. Choose with-vent or without-vent.
2000L-VHP-TF | 7 | Horizontal Shipping Kit | TRUE | FALSE | Optional
2000L-VHP-TF | 8 | Dual Safeties & Rupture Discs | TRUE | FALSE | Optional
2000L-VHP-TF | 9 | Phase Line Tee Connections | TRUE | FALSE | Optional
2000L-VHP-TF | 10 | Phase Line Isolation Valves | TRUE | FALSE | Optional
2000L-VHP-TF | 11 | Dual Regulating Final Line Gas Manifolds | TRUE | FALSE | Optional. See catalog page 2A-3 for single/dual selection.
2000L-VHP-TF | 12 | Vacuum-Jacketed Valve & Bayonet | FALSE | FALSE | Not offered for this model
2000L-VHP-TF | 13 | Top-Fill Bulk Fill Kit — LIN | TRUE | FALSE | Optional. Match to gas service.
2000L-VHP-TF | 14 | Top-Fill Bulk Fill Kit — LOX | TRUE | FALSE | Optional. Match to gas service.
2000L-VHP-TF | 15 | Top-Fill Bulk Fill Kit — ARG | TRUE | FALSE | Optional. Match to gas service.
2000L-VHP-TF | 16 | FlexFill Bulk Fill Kit — LIN | FALSE | FALSE | FlexFill only
2000L-VHP-TF | 17 | FlexFill Bulk Fill Kit — LOX | FALSE | FALSE | FlexFill only
2000L-VHP-TF | 18 | FlexFill Bulk Fill Kit — ARG | FALSE | FALSE | FlexFill only
2000L-VHP-FF | 1 | Exterior Stainless Steel Wall Box | TRUE | FALSE | Optional
2000L-VHP-FF | 2 | External Pressure-Build Vaporizer Coil | FALSE | FALSE | Not offered for this model
2000L-VHP-FF | 3 | Lab/Pallet Base | TRUE | TRUE | Standard on this model
2000L-VHP-FF | 4 | Stainless Steel Plumbing | FALSE | FALSE | Not offered for this model
2000L-VHP-FF | 5 | Vent-Out Safety Piping | TRUE | FALSE | Optional. If yes: MP tanks need qty 2; 5500/7000 VHP need qty 1.
2000L-VHP-FF | 6 | Fill Isolation Valve Kit | FALSE | FALSE | Top-fill only
2000L-VHP-FF | 7 | Horizontal Shipping Kit | TRUE | FALSE | Optional
2000L-VHP-FF | 8 | Dual Safeties & Rupture Discs | TRUE | TRUE | Standard
2000L-VHP-FF | 9 | Phase Line Tee Connections | TRUE | FALSE | Optional
2000L-VHP-FF | 10 | Phase Line Isolation Valves | TRUE | FALSE | Optional
2000L-VHP-FF | 11 | Dual Regulating Final Line Gas Manifolds | TRUE | FALSE | Optional. See catalog page 2A-3 for single/dual selection.
2000L-VHP-FF | 12 | Vacuum-Jacketed Valve & Bayonet | FALSE | FALSE | Not offered for this model
2000L-VHP-FF | 13 | Top-Fill Bulk Fill Kit — LIN | FALSE | FALSE | Top-fill only
2000L-VHP-FF | 14 | Top-Fill Bulk Fill Kit — LOX | FALSE | FALSE | Top-fill only
2000L-VHP-FF | 15 | Top-Fill Bulk Fill Kit — ARG | FALSE | FALSE | Top-fill only
2000L-VHP-FF | 16 | FlexFill Bulk Fill Kit — LIN | TRUE | FALSE | Optional. Match to gas service.
2000L-VHP-FF | 17 | FlexFill Bulk Fill Kit — LOX | TRUE | FALSE | Optional. Match to gas service.
2000L-VHP-FF | 18 | FlexFill Bulk Fill Kit — ARG | TRUE | FALSE | Optional. Match to gas service.
3000L-HP-TF | 1 | Exterior Stainless Steel Wall Box | TRUE | FALSE | Optional
3000L-HP-TF | 2 | External Pressure-Build Vaporizer Coil | TRUE | FALSE | Optional
3000L-HP-TF | 3 | Lab/Pallet Base | TRUE | TRUE | Standard on this model
3000L-HP-TF | 4 | Stainless Steel Plumbing | FALSE | FALSE | Not offered for this model
3000L-HP-TF | 5 | Vent-Out Safety Piping | TRUE | FALSE | Optional. If yes: MP tanks need qty 2; 5500/7000 VHP need qty 1.
3000L-HP-TF | 6 | Fill Isolation Valve Kit | TRUE | FALSE | Optional. Choose with-vent or without-vent.
3000L-HP-TF | 7 | Horizontal Shipping Kit | TRUE | FALSE | Optional
3000L-HP-TF | 8 | Dual Safeties & Rupture Discs | TRUE | FALSE | Optional
3000L-HP-TF | 9 | Phase Line Tee Connections | TRUE | FALSE | Optional
3000L-HP-TF | 10 | Phase Line Isolation Valves | TRUE | FALSE | Optional
3000L-HP-TF | 11 | Dual Regulating Final Line Gas Manifolds | TRUE | FALSE | Optional. See catalog page 2A-3 for single/dual selection.
3000L-HP-TF | 12 | Vacuum-Jacketed Valve & Bayonet | TRUE | FALSE | Optional. Specify left or right side.
3000L-HP-TF | 13 | Top-Fill Bulk Fill Kit — LIN | TRUE | FALSE | Optional. Match to gas service.
3000L-HP-TF | 14 | Top-Fill Bulk Fill Kit — LOX | TRUE | FALSE | Optional. Match to gas service.
3000L-HP-TF | 15 | Top-Fill Bulk Fill Kit — ARG | TRUE | FALSE | Optional. Match to gas service.
3000L-HP-TF | 16 | FlexFill Bulk Fill Kit — LIN | FALSE | FALSE | FlexFill only
3000L-HP-TF | 17 | FlexFill Bulk Fill Kit — LOX | FALSE | FALSE | FlexFill only
3000L-HP-TF | 18 | FlexFill Bulk Fill Kit — ARG | FALSE | FALSE | FlexFill only
3000L-HP-FF | 1 | Exterior Stainless Steel Wall Box | TRUE | FALSE | Optional
3000L-HP-FF | 2 | External Pressure-Build Vaporizer Coil | TRUE | FALSE | Optional
3000L-HP-FF | 3 | Lab/Pallet Base | TRUE | TRUE | Standard on this model
3000L-HP-FF | 4 | Stainless Steel Plumbing | FALSE | FALSE | Not offered for this model
3000L-HP-FF | 5 | Vent-Out Safety Piping | TRUE | FALSE | Optional. If yes: MP tanks need qty 2; 5500/7000 VHP need qty 1.
3000L-HP-FF | 6 | Fill Isolation Valve Kit | FALSE | FALSE | Top-fill only
3000L-HP-FF | 7 | Horizontal Shipping Kit | TRUE | FALSE | Optional
3000L-HP-FF | 8 | Dual Safeties & Rupture Discs | TRUE | TRUE | Standard
3000L-HP-FF | 9 | Phase Line Tee Connections | TRUE | FALSE | Optional
3000L-HP-FF | 10 | Phase Line Isolation Valves | TRUE | FALSE | Optional
3000L-HP-FF | 11 | Dual Regulating Final Line Gas Manifolds | TRUE | FALSE | Optional. See catalog page 2A-3 for single/dual selection.
3000L-HP-FF | 12 | Vacuum-Jacketed Valve & Bayonet | TRUE | FALSE | Optional. Specify left or right side.
3000L-HP-FF | 13 | Top-Fill Bulk Fill Kit — LIN | FALSE | FALSE | Top-fill only
3000L-HP-FF | 14 | Top-Fill Bulk Fill Kit — LOX | FALSE | FALSE | Top-fill only
3000L-HP-FF | 15 | Top-Fill Bulk Fill Kit — ARG | FALSE | FALSE | Top-fill only
3000L-HP-FF | 16 | FlexFill Bulk Fill Kit — LIN | TRUE | FALSE | Optional. Match to gas service.
3000L-HP-FF | 17 | FlexFill Bulk Fill Kit — LOX | TRUE | FALSE | Optional. Match to gas service.
3000L-HP-FF | 18 | FlexFill Bulk Fill Kit — ARG | TRUE | FALSE | Optional. Match to gas service.
3000L-VHP-TF | 1 | Exterior Stainless Steel Wall Box | TRUE | FALSE | Optional
3000L-VHP-TF | 2 | External Pressure-Build Vaporizer Coil | FALSE | FALSE | Not offered for this model
3000L-VHP-TF | 3 | Lab/Pallet Base | TRUE | TRUE | Standard on this model
3000L-VHP-TF | 4 | Stainless Steel Plumbing | TRUE | FALSE | Optional
3000L-VHP-TF | 5 | Vent-Out Safety Piping | TRUE | FALSE | Optional. If yes: MP tanks need qty 2; 5500/7000 VHP need qty 1.
3000L-VHP-TF | 6 | Fill Isolation Valve Kit | TRUE | FALSE | Optional. Choose with-vent or without-vent.
3000L-VHP-TF | 7 | Horizontal Shipping Kit | TRUE | FALSE | Optional
3000L-VHP-TF | 8 | Dual Safeties & Rupture Discs | TRUE | FALSE | Optional
3000L-VHP-TF | 9 | Phase Line Tee Connections | TRUE | FALSE | Optional
3000L-VHP-TF | 10 | Phase Line Isolation Valves | TRUE | FALSE | Optional
3000L-VHP-TF | 11 | Dual Regulating Final Line Gas Manifolds | TRUE | FALSE | Optional. See catalog page 2A-3 for single/dual selection.
3000L-VHP-TF | 12 | Vacuum-Jacketed Valve & Bayonet | FALSE | FALSE | Not offered for this model
3000L-VHP-TF | 13 | Top-Fill Bulk Fill Kit — LIN | TRUE | FALSE | Optional. Match to gas service.
3000L-VHP-TF | 14 | Top-Fill Bulk Fill Kit — LOX | TRUE | FALSE | Optional. Match to gas service.
3000L-VHP-TF | 15 | Top-Fill Bulk Fill Kit — ARG | TRUE | FALSE | Optional. Match to gas service.
3000L-VHP-TF | 16 | FlexFill Bulk Fill Kit — LIN | FALSE | FALSE | FlexFill only
3000L-VHP-TF | 17 | FlexFill Bulk Fill Kit — LOX | FALSE | FALSE | FlexFill only
3000L-VHP-TF | 18 | FlexFill Bulk Fill Kit — ARG | FALSE | FALSE | FlexFill only
3000L-VHP-FF | 1 | Exterior Stainless Steel Wall Box | TRUE | FALSE | Optional
3000L-VHP-FF | 2 | External Pressure-Build Vaporizer Coil | FALSE | FALSE | Not offered for this model
3000L-VHP-FF | 3 | Lab/Pallet Base | TRUE | TRUE | Standard on this model
3000L-VHP-FF | 4 | Stainless Steel Plumbing | TRUE | FALSE | Optional
3000L-VHP-FF | 5 | Vent-Out Safety Piping | TRUE | FALSE | Optional. If yes: MP tanks need qty 2; 5500/7000 VHP need qty 1.
3000L-VHP-FF | 6 | Fill Isolation Valve Kit | FALSE | FALSE | Top-fill only
3000L-VHP-FF | 7 | Horizontal Shipping Kit | TRUE | FALSE | Optional
3000L-VHP-FF | 8 | Dual Safeties & Rupture Discs | TRUE | TRUE | Standard
3000L-VHP-FF | 9 | Phase Line Tee Connections | TRUE | FALSE | Optional
3000L-VHP-FF | 10 | Phase Line Isolation Valves | TRUE | FALSE | Optional
3000L-VHP-FF | 11 | Dual Regulating Final Line Gas Manifolds | TRUE | FALSE | Optional. See catalog page 2A-3 for single/dual selection.
3000L-VHP-FF | 12 | Vacuum-Jacketed Valve & Bayonet | FALSE | FALSE | Not offered for this model
3000L-VHP-FF | 13 | Top-Fill Bulk Fill Kit — LIN | FALSE | FALSE | Top-fill only
3000L-VHP-FF | 14 | Top-Fill Bulk Fill Kit — LOX | FALSE | FALSE | Top-fill only
3000L-VHP-FF | 15 | Top-Fill Bulk Fill Kit — ARG | FALSE | FALSE | Top-fill only
3000L-VHP-FF | 16 | FlexFill Bulk Fill Kit — LIN | TRUE | FALSE | Optional. Match to gas service.
3000L-VHP-FF | 17 | FlexFill Bulk Fill Kit — LOX | TRUE | FALSE | Optional. Match to gas service.
3000L-VHP-FF | 18 | FlexFill Bulk Fill Kit — ARG | TRUE | FALSE | Optional. Match to gas service.
3000L-ZX-VHP | 1 | Exterior Stainless Steel Wall Box | TRUE | FALSE | Optional
3000L-ZX-VHP | 2 | External Pressure-Build Vaporizer Coil | FALSE | FALSE | Not offered for this model
3000L-ZX-VHP | 3 | Lab/Pallet Base | TRUE | TRUE | Standard on this model
3000L-ZX-VHP | 4 | Stainless Steel Plumbing | FALSE | FALSE | Not offered for this model
3000L-ZX-VHP | 5 | Vent-Out Safety Piping | TRUE | FALSE | Optional. If yes: MP tanks need qty 2; 5500/7000 VHP need qty 1.
3000L-ZX-VHP | 6 | Fill Isolation Valve Kit | FALSE | FALSE | Top-fill only
3000L-ZX-VHP | 7 | Horizontal Shipping Kit | TRUE | FALSE | Optional
3000L-ZX-VHP | 8 | Dual Safeties & Rupture Discs | TRUE | FALSE | Optional
3000L-ZX-VHP | 9 | Phase Line Tee Connections | TRUE | FALSE | Optional
3000L-ZX-VHP | 10 | Phase Line Isolation Valves | TRUE | FALSE | Optional
3000L-ZX-VHP | 11 | Dual Regulating Final Line Gas Manifolds | TRUE | FALSE | Optional. See catalog page 2A-3 for single/dual selection.
3000L-ZX-VHP | 12 | Vacuum-Jacketed Valve & Bayonet | FALSE | FALSE | Not offered for this model
3000L-ZX-VHP | 13 | Top-Fill Bulk Fill Kit — LIN | FALSE | FALSE | Top-fill only
3000L-ZX-VHP | 14 | Top-Fill Bulk Fill Kit — LOX | FALSE | FALSE | Top-fill only
3000L-ZX-VHP | 15 | Top-Fill Bulk Fill Kit — ARG | FALSE | FALSE | Top-fill only
3000L-ZX-VHP | 16 | FlexFill Bulk Fill Kit — LIN | FALSE | FALSE | FlexFill only
3000L-ZX-VHP | 17 | FlexFill Bulk Fill Kit — LOX | FALSE | FALSE | FlexFill only
3000L-ZX-VHP | 18 | FlexFill Bulk Fill Kit — ARG | FALSE | FALSE | FlexFill only
5500L-MP-FF | 1 | Exterior Stainless Steel Wall Box | TRUE | FALSE | Optional
5500L-MP-FF | 2 | External Pressure-Build Vaporizer Coil | FALSE | FALSE | Not offered for this model
5500L-MP-FF | 3 | Lab/Pallet Base | TRUE | TRUE | Standard on this model
5500L-MP-FF | 4 | Stainless Steel Plumbing | FALSE | FALSE | Not offered for this model
5500L-MP-FF | 5 | Vent-Out Safety Piping | TRUE | FALSE | Optional. If yes: MP tanks need qty 2; 5500/7000 VHP need qty 1.
5500L-MP-FF | 6 | Fill Isolation Valve Kit | FALSE | FALSE | Top-fill only
5500L-MP-FF | 7 | Horizontal Shipping Kit | FALSE | FALSE | Only for 2000L & 3000L
5500L-MP-FF | 8 | Dual Safeties & Rupture Discs | TRUE | TRUE | Standard
5500L-MP-FF | 9 | Phase Line Tee Connections | TRUE | FALSE | Optional
5500L-MP-FF | 10 | Phase Line Isolation Valves | TRUE | FALSE | Optional
5500L-MP-FF | 11 | Dual Regulating Final Line Gas Manifolds | TRUE | FALSE | Optional. See catalog page 2A-3 for single/dual selection.
5500L-MP-FF | 12 | Vacuum-Jacketed Valve & Bayonet | TRUE | FALSE | Optional. Specify left or right side.
5500L-MP-FF | 13 | Top-Fill Bulk Fill Kit — LIN | FALSE | FALSE | Top-fill only
5500L-MP-FF | 14 | Top-Fill Bulk Fill Kit — LOX | FALSE | FALSE | Top-fill only
5500L-MP-FF | 15 | Top-Fill Bulk Fill Kit — ARG | FALSE | FALSE | Top-fill only
5500L-MP-FF | 16 | FlexFill Bulk Fill Kit — LIN | TRUE | FALSE | Optional. Match to gas service.
5500L-MP-FF | 17 | FlexFill Bulk Fill Kit — LOX | TRUE | FALSE | Optional. Match to gas service.
5500L-MP-FF | 18 | FlexFill Bulk Fill Kit — ARG | TRUE | FALSE | Optional. Match to gas service.
5500L-VHP-FF | 1 | Exterior Stainless Steel Wall Box | TRUE | FALSE | Optional
5500L-VHP-FF | 2 | External Pressure-Build Vaporizer Coil | TRUE | TRUE | Standard on 5500 VHP
5500L-VHP-FF | 3 | Lab/Pallet Base | TRUE | TRUE | Standard on this model
5500L-VHP-FF | 4 | Stainless Steel Plumbing | FALSE | FALSE | Not offered for this model
5500L-VHP-FF | 5 | Vent-Out Safety Piping | TRUE | FALSE | Optional. If yes: MP tanks need qty 2; 5500/7000 VHP need qty 1.
5500L-VHP-FF | 6 | Fill Isolation Valve Kit | FALSE | FALSE | Top-fill only
5500L-VHP-FF | 7 | Horizontal Shipping Kit | FALSE | FALSE | Only for 2000L & 3000L
5500L-VHP-FF | 8 | Dual Safeties & Rupture Discs | TRUE | TRUE | Standard
5500L-VHP-FF | 9 | Phase Line Tee Connections | TRUE | FALSE | Optional
5500L-VHP-FF | 10 | Phase Line Isolation Valves | TRUE | FALSE | Optional
5500L-VHP-FF | 11 | Dual Regulating Final Line Gas Manifolds | TRUE | FALSE | Optional. See catalog page 2A-3 for single/dual selection.
5500L-VHP-FF | 12 | Vacuum-Jacketed Valve & Bayonet | FALSE | FALSE | Not offered for this model
5500L-VHP-FF | 13 | Top-Fill Bulk Fill Kit — LIN | FALSE | FALSE | Top-fill only
5500L-VHP-FF | 14 | Top-Fill Bulk Fill Kit — LOX | FALSE | FALSE | Top-fill only
5500L-VHP-FF | 15 | Top-Fill Bulk Fill Kit — ARG | FALSE | FALSE | Top-fill only
5500L-VHP-FF | 16 | FlexFill Bulk Fill Kit — LIN | TRUE | FALSE | Optional. Match to gas service.
5500L-VHP-FF | 17 | FlexFill Bulk Fill Kit — LOX | TRUE | FALSE | Optional. Match to gas service.
5500L-VHP-FF | 18 | FlexFill Bulk Fill Kit — ARG | TRUE | FALSE | Optional. Match to gas service.
7000L-VHP-FF | 1 | Exterior Stainless Steel Wall Box | TRUE | FALSE | Optional
7000L-VHP-FF | 2 | External Pressure-Build Vaporizer Coil | FALSE | FALSE | Not offered for this model
7000L-VHP-FF | 3 | Lab/Pallet Base | TRUE | TRUE | Standard on this model
7000L-VHP-FF | 4 | Stainless Steel Plumbing | FALSE | FALSE | Not offered for this model
7000L-VHP-FF | 5 | Vent-Out Safety Piping | TRUE | FALSE | Optional. If yes: MP tanks need qty 2; 5500/7000 VHP need qty 1.
7000L-VHP-FF | 6 | Fill Isolation Valve Kit | FALSE | FALSE | Top-fill only
7000L-VHP-FF | 7 | Horizontal Shipping Kit | FALSE | FALSE | Only for 2000L & 3000L
7000L-VHP-FF | 8 | Dual Safeties & Rupture Discs | TRUE | TRUE | Standard
7000L-VHP-FF | 9 | Phase Line Tee Connections | TRUE | FALSE | Optional
7000L-VHP-FF | 10 | Phase Line Isolation Valves | TRUE | FALSE | Optional
7000L-VHP-FF | 11 | Dual Regulating Final Line Gas Manifolds | TRUE | FALSE | Optional. See catalog page 2A-3 for single/dual selection.
7000L-VHP-FF | 12 | Vacuum-Jacketed Valve & Bayonet | FALSE | FALSE | Not offered for this model
7000L-VHP-FF | 13 | Top-Fill Bulk Fill Kit — LIN | FALSE | FALSE | Top-fill only
7000L-VHP-FF | 14 | Top-Fill Bulk Fill Kit — LOX | FALSE | FALSE | Top-fill only
7000L-VHP-FF | 15 | Top-Fill Bulk Fill Kit — ARG | FALSE | FALSE | Top-fill only
7000L-VHP-FF | 16 | FlexFill Bulk Fill Kit — LIN | TRUE | FALSE | Optional. Match to gas service.
7000L-VHP-FF | 17 | FlexFill Bulk Fill Kit — LOX | TRUE | FALSE | Optional. Match to gas service.
7000L-VHP-FF | 18 | FlexFill Bulk Fill Kit — ARG | TRUE | FALSE | Optional. Match to gas service.
permamax-2200lb-HP-CO2 | 1 | Exterior Stainless Steel Wall Box | TRUE | FALSE | Optional
permamax-2200lb-HP-CO2 | 2 | External Pressure-Build Vaporizer Coil | FALSE | FALSE | Not offered for this model
permamax-2200lb-HP-CO2 | 3 | Lab/Pallet Base | FALSE | FALSE | N/A for this model
permamax-2200lb-HP-CO2 | 4 | Stainless Steel Plumbing | FALSE | FALSE | Not offered for this model
permamax-2200lb-HP-CO2 | 5 | Vent-Out Safety Piping | TRUE | FALSE | Optional. If yes: MP tanks need qty 2; 5500/7000 VHP need qty 1.
permamax-2200lb-HP-CO2 | 6 | Fill Isolation Valve Kit | TRUE | FALSE | Optional. Choose with-vent or without-vent.
permamax-2200lb-HP-CO2 | 7 | Horizontal Shipping Kit | FALSE | FALSE | Only for 2000L & 3000L
permamax-2200lb-HP-CO2 | 8 | Dual Safeties & Rupture Discs | TRUE | TRUE | Standard
permamax-2200lb-HP-CO2 | 9 | Phase Line Tee Connections | TRUE | FALSE | Optional
permamax-2200lb-HP-CO2 | 10 | Phase Line Isolation Valves | TRUE | FALSE | Optional
permamax-2200lb-HP-CO2 | 11 | Dual Regulating Final Line Gas Manifolds | TRUE | FALSE | Optional. See catalog page 2A-3 for single/dual selection.
permamax-2200lb-HP-CO2 | 12 | Vacuum-Jacketed Valve & Bayonet | FALSE | FALSE | Not offered for this model
permamax-2200lb-HP-CO2 | 13 | Top-Fill Bulk Fill Kit — LIN | FALSE | FALSE | Top-fill only
permamax-2200lb-HP-CO2 | 14 | Top-Fill Bulk Fill Kit — LOX | FALSE | FALSE | Top-fill only
permamax-2200lb-HP-CO2 | 15 | Top-Fill Bulk Fill Kit — ARG | FALSE | FALSE | Top-fill only
permamax-2200lb-HP-CO2 | 16 | FlexFill Bulk Fill Kit — LIN | FALSE | FALSE | FlexFill only
permamax-2200lb-HP-CO2 | 17 | FlexFill Bulk Fill Kit — LOX | FALSE | FALSE | FlexFill only
permamax-2200lb-HP-CO2 | 18 | FlexFill Bulk Fill Kit — ARG | FALSE | FALSE | FlexFill only
permamax-3300lb-HP-CO2 | 1 | Exterior Stainless Steel Wall Box | TRUE | FALSE | Optional
permamax-3300lb-HP-CO2 | 2 | External Pressure-Build Vaporizer Coil | FALSE | FALSE | Not offered for this model
permamax-3300lb-HP-CO2 | 3 | Lab/Pallet Base | FALSE | FALSE | N/A for this model
permamax-3300lb-HP-CO2 | 4 | Stainless Steel Plumbing | FALSE | FALSE | Not offered for this model
permamax-3300lb-HP-CO2 | 5 | Vent-Out Safety Piping | TRUE | FALSE | Optional. If yes: MP tanks need qty 2; 5500/7000 VHP need qty 1.
permamax-3300lb-HP-CO2 | 6 | Fill Isolation Valve Kit | TRUE | FALSE | Optional. Choose with-vent or without-vent.
permamax-3300lb-HP-CO2 | 7 | Horizontal Shipping Kit | FALSE | FALSE | Only for 2000L & 3000L
permamax-3300lb-HP-CO2 | 8 | Dual Safeties & Rupture Discs | TRUE | TRUE | Standard
permamax-3300lb-HP-CO2 | 9 | Phase Line Tee Connections | TRUE | FALSE | Optional
permamax-3300lb-HP-CO2 | 10 | Phase Line Isolation Valves | TRUE | FALSE | Optional
permamax-3300lb-HP-CO2 | 11 | Dual Regulating Final Line Gas Manifolds | TRUE | FALSE | Optional. See catalog page 2A-3 for single/dual selection.
permamax-3300lb-HP-CO2 | 12 | Vacuum-Jacketed Valve & Bayonet | FALSE | FALSE | Not offered for this model
permamax-3300lb-HP-CO2 | 13 | Top-Fill Bulk Fill Kit — LIN | FALSE | FALSE | Top-fill only
permamax-3300lb-HP-CO2 | 14 | Top-Fill Bulk Fill Kit — LOX | FALSE | FALSE | Top-fill only
permamax-3300lb-HP-CO2 | 15 | Top-Fill Bulk Fill Kit — ARG | FALSE | FALSE | Top-fill only
permamax-3300lb-HP-CO2 | 16 | FlexFill Bulk Fill Kit — LIN | FALSE | FALSE | FlexFill only
permamax-3300lb-HP-CO2 | 17 | FlexFill Bulk Fill Kit — LOX | FALSE | FALSE | FlexFill only
permamax-3300lb-HP-CO2 | 18 | FlexFill Bulk Fill Kit — ARG | FALSE | FALSE | FlexFill only
permamax-4400lb-HP-CO2 | 1 | Exterior Stainless Steel Wall Box | TRUE | FALSE | Optional
permamax-4400lb-HP-CO2 | 2 | External Pressure-Build Vaporizer Coil | FALSE | FALSE | Not offered for this model
permamax-4400lb-HP-CO2 | 3 | Lab/Pallet Base | FALSE | FALSE | N/A for this model
permamax-4400lb-HP-CO2 | 4 | Stainless Steel Plumbing | FALSE | FALSE | Not offered for this model
permamax-4400lb-HP-CO2 | 5 | Vent-Out Safety Piping | TRUE | FALSE | Optional. If yes: MP tanks need qty 2; 5500/7000 VHP need qty 1.
permamax-4400lb-HP-CO2 | 6 | Fill Isolation Valve Kit | TRUE | FALSE | Optional. Choose with-vent or without-vent.
permamax-4400lb-HP-CO2 | 7 | Horizontal Shipping Kit | FALSE | FALSE | Only for 2000L & 3000L
permamax-4400lb-HP-CO2 | 8 | Dual Safeties & Rupture Discs | TRUE | TRUE | Standard
permamax-4400lb-HP-CO2 | 9 | Phase Line Tee Connections | TRUE | FALSE | Optional
permamax-4400lb-HP-CO2 | 10 | Phase Line Isolation Valves | TRUE | FALSE | Optional
permamax-4400lb-HP-CO2 | 11 | Dual Regulating Final Line Gas Manifolds | TRUE | FALSE | Optional. See catalog page 2A-3 for single/dual selection.
permamax-4400lb-HP-CO2 | 12 | Vacuum-Jacketed Valve & Bayonet | FALSE | FALSE | Not offered for this model
permamax-4400lb-HP-CO2 | 13 | Top-Fill Bulk Fill Kit — LIN | FALSE | FALSE | Top-fill only
permamax-4400lb-HP-CO2 | 14 | Top-Fill Bulk Fill Kit — LOX | FALSE | FALSE | Top-fill only
permamax-4400lb-HP-CO2 | 15 | Top-Fill Bulk Fill Kit — ARG | FALSE | FALSE | Top-fill only
permamax-4400lb-HP-CO2 | 16 | FlexFill Bulk Fill Kit — LIN | FALSE | FALSE | FlexFill only
permamax-4400lb-HP-CO2 | 17 | FlexFill Bulk Fill Kit — LOX | FALSE | FALSE | FlexFill only
permamax-4400lb-HP-CO2 | 18 | FlexFill Bulk Fill Kit — ARG | FALSE | FALSE | FlexFill only
permamax-6000lb-HP-CO2 | 1 | Exterior Stainless Steel Wall Box | TRUE | FALSE | Optional
permamax-6000lb-HP-CO2 | 2 | External Pressure-Build Vaporizer Coil | FALSE | FALSE | Not offered for this model
permamax-6000lb-HP-CO2 | 3 | Lab/Pallet Base | FALSE | FALSE | N/A for this model
permamax-6000lb-HP-CO2 | 4 | Stainless Steel Plumbing | FALSE | FALSE | Not offered for this model
permamax-6000lb-HP-CO2 | 5 | Vent-Out Safety Piping | TRUE | FALSE | Optional. If yes: MP tanks need qty 2; 5500/7000 VHP need qty 1.
permamax-6000lb-HP-CO2 | 6 | Fill Isolation Valve Kit | TRUE | FALSE | Optional. Choose with-vent or without-vent.
permamax-6000lb-HP-CO2 | 7 | Horizontal Shipping Kit | FALSE | FALSE | Only for 2000L & 3000L
permamax-6000lb-HP-CO2 | 8 | Dual Safeties & Rupture Discs | TRUE | TRUE | Standard
permamax-6000lb-HP-CO2 | 9 | Phase Line Tee Connections | TRUE | FALSE | Optional
permamax-6000lb-HP-CO2 | 10 | Phase Line Isolation Valves | TRUE | FALSE | Optional
permamax-6000lb-HP-CO2 | 11 | Dual Regulating Final Line Gas Manifolds | TRUE | FALSE | Optional. See catalog page 2A-3 for single/dual selection.
permamax-6000lb-HP-CO2 | 12 | Vacuum-Jacketed Valve & Bayonet | FALSE | FALSE | Not offered for this model
permamax-6000lb-HP-CO2 | 13 | Top-Fill Bulk Fill Kit — LIN | FALSE | FALSE | Top-fill only
permamax-6000lb-HP-CO2 | 14 | Top-Fill Bulk Fill Kit — LOX | FALSE | FALSE | Top-fill only
permamax-6000lb-HP-CO2 | 15 | Top-Fill Bulk Fill Kit — ARG | FALSE | FALSE | Top-fill only
permamax-6000lb-HP-CO2 | 16 | FlexFill Bulk Fill Kit — LIN | FALSE | FALSE | FlexFill only
permamax-6000lb-HP-CO2 | 17 | FlexFill Bulk Fill Kit — LOX | FALSE | FALSE | FlexFill only
permamax-6000lb-HP-CO2 | 18 | FlexFill Bulk Fill Kit — ARG | FALSE | FALSE | FlexFill only
permamax-12000lb-VHP-CO2 | 1 | Exterior Stainless Steel Wall Box | TRUE | FALSE | Optional
permamax-12000lb-VHP-CO2 | 2 | External Pressure-Build Vaporizer Coil | FALSE | FALSE | Not offered for this model
permamax-12000lb-VHP-CO2 | 3 | Lab/Pallet Base | FALSE | FALSE | N/A for this model
permamax-12000lb-VHP-CO2 | 4 | Stainless Steel Plumbing | FALSE | FALSE | Not offered for this model
permamax-12000lb-VHP-CO2 | 5 | Vent-Out Safety Piping | TRUE | FALSE | Optional. If yes: MP tanks need qty 2; 5500/7000 VHP need qty 1.
permamax-12000lb-VHP-CO2 | 6 | Fill Isolation Valve Kit | TRUE | FALSE | Optional. Choose with-vent or without-vent.
permamax-12000lb-VHP-CO2 | 7 | Horizontal Shipping Kit | FALSE | FALSE | Only for 2000L & 3000L
permamax-12000lb-VHP-CO2 | 8 | Dual Safeties & Rupture Discs | TRUE | TRUE | Standard
permamax-12000lb-VHP-CO2 | 9 | Phase Line Tee Connections | TRUE | FALSE | Optional
permamax-12000lb-VHP-CO2 | 10 | Phase Line Isolation Valves | TRUE | FALSE | Optional
permamax-12000lb-VHP-CO2 | 11 | Dual Regulating Final Line Gas Manifolds | TRUE | FALSE | Optional. See catalog page 2A-3 for single/dual selection.
permamax-12000lb-VHP-CO2 | 12 | Vacuum-Jacketed Valve & Bayonet | FALSE | FALSE | Not offered for this model
permamax-12000lb-VHP-CO2 | 13 | Top-Fill Bulk Fill Kit — LIN | FALSE | FALSE | Top-fill only
permamax-12000lb-VHP-CO2 | 14 | Top-Fill Bulk Fill Kit — LOX | FALSE | FALSE | Top-fill only
permamax-12000lb-VHP-CO2 | 15 | Top-Fill Bulk Fill Kit — ARG | FALSE | FALSE | Top-fill only
permamax-12000lb-VHP-CO2 | 16 | FlexFill Bulk Fill Kit — LIN | FALSE | FALSE | FlexFill only
permamax-12000lb-VHP-CO2 | 17 | FlexFill Bulk Fill Kit — LOX | FALSE | FALSE | FlexFill only
permamax-12000lb-VHP-CO2 | 18 | FlexFill Bulk Fill Kit — ARG | FALSE | FALSE | FlexFill only

## Standard Includes
Tank ID | Item Label | Part Number | Source Option # | Notes
1000L-HP-TF | Lab/Pallet Base | PERMA-20902368-PALLET | 3 | Standard on this model
1000L-VHP-TF | Lab/Pallet Base | PERMA-20902368-PALLET | 3 | Standard on this model
1000L-VHP-FF | Lab/Pallet Base | PERMA-20902368-PALLET | 3 | Standard on this model
1000L-VHP-FF | Dual Safeties & Rupture Discs (Diverter Valve) |  | 8 | Standard on this model
1500L-HP-TF | Lab/Pallet Base | PERMA-20902368-PALLET | 3 | Standard on this model
1500L-VHP-TF | Lab/Pallet Base | PERMA-20902368-PALLET | 3 | Standard on this model
1500L-VHP-FF | Lab/Pallet Base | PERMA-20902368-PALLET | 3 | Standard on this model
1500L-VHP-FF | Dual Safeties & Rupture Discs (Diverter Valve) |  | 8 | Standard on this model
1500L-ZX-VHP | Lab/Pallet Base | PERMA-20902368-PALLET | 3 | Standard on this model
2000L-HP-TF | Lab/Pallet Base | PERMA-20930304-PALLET | 3 | Standard on this model
2000L-HP-FF | Lab/Pallet Base | PERMA-20930304-PALLET | 3 | Standard on this model
2000L-HP-FF | Dual Safeties & Rupture Discs (Diverter Valve) |  | 8 | Standard on this model
2000L-VHP-TF | Lab/Pallet Base | PERMA-20930304-PALLET | 3 | Standard on this model
2000L-VHP-FF | Lab/Pallet Base | PERMA-20930304-PALLET | 3 | Standard on this model
2000L-VHP-FF | Dual Safeties & Rupture Discs (Diverter Valve) |  | 8 | Standard on this model
3000L-HP-TF | Lab/Pallet Base | PERMA-20902368-PALLET | 3 | Standard on this model
3000L-HP-FF | Lab/Pallet Base | PERMA-20902368-PALLET | 3 | Standard on this model
3000L-HP-FF | Dual Safeties & Rupture Discs (Diverter Valve) |  | 8 | Standard on this model
3000L-VHP-TF | Lab/Pallet Base | PERMA-20902368-PALLET | 3 | Standard on this model
3000L-VHP-FF | Lab/Pallet Base | PERMA-20902368-PALLET | 3 | Standard on this model
3000L-VHP-FF | Dual Safeties & Rupture Discs (Diverter Valve) |  | 8 | Standard on this model
3000L-ZX-VHP | Lab/Pallet Base | PERMA-20902368-PALLET | 3 | Standard on this model
5500L-MP-FF | Lab/Pallet Base | PERMA-20902368-PALLET | 3 | Standard on this model
5500L-MP-FF | Dual Safeties & Rupture Discs (Diverter Valve) |  | 8 | Standard on this model
5500L-VHP-FF | Lab/Pallet Base | PERMA-20902368-PALLET | 3 | Standard on this model
5500L-VHP-FF | External Pressure-Build Vaporizer Coil | PERMA-120805383-PBVAP | 2 | Standard on 5500 VHP
5500L-VHP-FF | Dual Safeties & Rupture Discs (Diverter Valve) |  | 8 | Standard on this model
7000L-VHP-FF | Lab/Pallet Base | PERMA-20902368-PALLET | 3 | Standard on this model
7000L-VHP-FF | Dual Safeties & Rupture Discs (Diverter Valve) |  | 8 | Standard on this model
permamax-2200lb-HP-CO2 | Dual Safeties & Rupture Discs (Diverter Valve) |  | 8 | Standard on this model
permamax-3300lb-HP-CO2 | Dual Safeties & Rupture Discs (Diverter Valve) |  | 8 | Standard on this model
permamax-4400lb-HP-CO2 | Dual Safeties & Rupture Discs (Diverter Valve) |  | 8 | Standard on this model
permamax-6000lb-HP-CO2 | Dual Safeties & Rupture Discs (Diverter Valve) |  | 8 | Standard on this model
permamax-12000lb-VHP-CO2 | Dual Safeties & Rupture Discs (Diverter Valve) |  | 8 | Standard on this model